## Renewal Rates
Project Type | Pipe Criticality | Pipe Condition | Expected rate of renewal over period | Replacement cost as % of total Project cost | Renewal share to be applied | Comment
Upgrade | 4 or 5 | 4 or 5 | 100% | 70% | 70% | 100% of condition 4 and 5 critical pipes to be replaced within next 5-10 years.
Upgrade | 4 or 5 | 3 | 30% | 70% | 21% | 30% of condition 3 critical pipes expected to degrade to condition 4 or 5 and require replacement within 30 years
Upgrade | 4 or 5 | 1 or 2 | 0% | 70% | 0% | New pipes, no renewal expected over 30 years.
Upgrade | 4 or 5 | Not Surveyed | 16.65% | 70% | 11.66% | Condition unknown, applied average rate of renewal across all critical pipes, see table below
Upgrade | 1,2 or 3 | All | 3.8% | 70% | 2.66% | Reactive replacement only, where pipe has failed. Expect to replace 3.8% of non-critical pipes over 30 years
Extension | N/A | N/A | 0% | 0% | 0% | New asset, no renewal
Renewal only | All | All | 100% | 100% | 100% | Renewal only projects
Condition Rating for Critical Pipes (4 or 5 Criticality)
Pipe Condition: | 1 | 2 | 3 | 4 | 5 | Total
% of Critical pipes in this conditon | 11.68% | 53.97% | 25.28% | 7.61% | 1.46% | 100%
Expected Replacement Rate Over Period | 0% | 0% | 30% | 100% | 100%
Average Replacement across pipe network | 0% | 0% | 7.584% | 7.61% | 1.46% | 16.65%
Vlookup Table for Criticality 4 and 5
Conditon | Renewal Rate
5 | 70%
4 | 70%
3 | 21%
2 | 0%
1 | 0%
Not Surveyed | 11.66%
Note on E2: [Threaded comment] Your version of Excel allows you to read this threaded comment; however, any edits to it will get removed if the file is opened in a newer version of Excel. Learn more: https://go.microsoft.com/fwlink/?linkid=870924 Comment: Existing pipe diameter is 70% of upgraded pipe diameter so have pro-rata costs on this basis

## Growth
MSM zones |  | % zone | 2018 | 2019 | 2020 | 2021 | 2022 | 2023 | 2024 | 2025 | 2026 | 2027 | 2028 | 2029 | 2030 | 2031 | 2032 | 2033 | 2034 | 2035 | 2036 | 2037 | 2038 | 2039 | 2040 | 2041 | 2042 | 2043 | 2044 | 2045 | 2046 | 2047 | 2048 | 2049 | 2050 | 2051 | 2052 | 2053 | 2054
363 |  | 0%
368 |  | 41% | 651 | 655 | 659 | 663 | 667 | 682 | 698 | 714 | 730 | 746 | 761 | 777 | 793 | 810 | 826 | 832 | 838 | 843 | 849 | 855 | 855 | 855 | 855 | 855 | 855 | 855 | 855 | 855 | 855 | 855 | 855 | 855 | 855 | 855 | 855 | 855 | 855
374 |  | 100% | 1119 | 1119 | 1119 | 1119 | 1119 | 1122 | 1125 | 1127 | 1130 | 1133 | 1136 | 1138 | 1141 | 1144 | 1146 | 1149 | 1151 | 1154 | 1156 | 1159 | 1161 | 1163 | 1166 | 1168 | 1170 | 1173 | 1176 | 1179 | 1182 | 1185 | 1188 | 1191 | 1194 | 1197 | 1199 | 1199 | 1199
375 |  | 100% | 261 | 261 | 261 | 261 | 261 | 296 | 334 | 378 | 428 | 484 | 523 | 565 | 610 | 659 | 711 | 727 | 743 | 759 | 775 | 792 | 792 | 792 | 792 | 792 | 792 | 792 | 792 | 792 | 792 | 792 | 792 | 792 | 792 | 792 | 792 | 792 | 792
376 |  | 100% | 1063 | 1107 | 1152 | 1198 | 1247 | 1307 | 1369 | 1435 | 1504 | 1575 | 1637 | 1702 | 1769 | 1838 | 1910 | 1943 | 1976 | 2010 | 2044 | 2079 | 2094 | 2108 | 2123 | 2138 | 2152 | 2231 | 2312 | 2397 | 2484 | 2574 | 2677 | 2783 | 2894 | 3009 | 3128 | 3128 | 3128
377 |  | 100% | 1751 | 1733 | 1715 | 1698 | 1680 | 1793 | 1913 | 2041 | 2178 | 2323 | 2442 | 2566 | 2697 | 2834 | 2979 | 3107 | 3240 | 3379 | 3525 | 3676 | 3802 | 3933 | 4068 | 4208 | 4352 | 4413 | 4474 | 4537 | 4600 | 4664 | 4664 | 4664 | 4664 | 4664 | 4664 | 4664 | 4664
378 |  | 100% | 65 | 64 | 63 | 62 | 61 | 99 | 161 | 260 | 420 | 680 | 775 | 884 | 1007 | 1149 | 1310 | 1398 | 1493 | 1593 | 1701 | 1816 | 1892 | 1970 | 2053 | 2138 | 2227 | 2264 | 2301 | 2339 | 2378 | 2417 | 2417 | 2417 | 2417 | 2417 | 2417 | 2417 | 2417
379 |  | 0%
385 |  | 100% | 1007 | 1030 | 1053 | 1077 | 1101 | 1149 | 1200 | 1252 | 1307 | 1365 | 1415 | 1467 | 1520 | 1576 | 1634 | 1706 | 1782 | 1861 | 1944 | 2030 | 2111 | 2196 | 2283 | 2374 | 2469 | 2508 | 2548 | 2588 | 2629 | 2671 | 2671 | 2671 | 2671 | 2671 | 2671 | 2671 | 2671
386 |  | 100% | 1473 | 1476 | 1480 | 1483 | 1487 | 1523 | 1561 | 1599 | 1638 | 1679 | 1716 | 1754 | 1793 | 1833 | 1874 | 1924 | 1974 | 2026 | 2079 | 2134 | 2186 | 2240 | 2295 | 2352 | 2410 | 2435 | 2460 | 2486 | 2511 | 2537 | 2537 | 2537 | 2537 | 2537 | 2537 | 2537 | 2537
387 |  | 100% | 1078 | 1084 | 1091 | 1097 | 1104 | 1140 | 1177 | 1215 | 1255 | 1296 | 1333 | 1371 | 1410 | 1450 | 1491 | 1540 | 1590 | 1642 | 1695 | 1751 | 1803 | 1856 | 1912 | 1968 | 2027 | 2052 | 2077 | 2102 | 2128 | 2154 | 2154 | 2154 | 2154 | 2154 | 2154 | 2154 | 2154
390 |  | 0%
Tamaki total |  |  | 8468 | 8529 | 8593 | 8658 | 8727 | 9111 | 9538 | 10021 | 10590 | 11281 | 11738 | 12224 | 12740 | 13293 | 13881 | 14326 | 14787 | 15267 | 15768 | 16292 | 16696 | 17113 | 17547 | 17993 | 18454 | 18723 | 18995 | 19275 | 19559 | 19849 | 19955 | 20064 | 20178 | 20296 | 20417 | 20417 | 20417
|  | Annual change |  | 61 | 64 | 65 | 69 | 384 | 427 | 483 | 569 | 691 | 457 | 486 | 516 | 553 | 588 | 445 | 461 | 480 | 501 | 524 | 404 | 417 | 434 | 446 | 461 | 269 | 272 | 280 | 284 | 290 | 106 | 109 | 114 | 118 | 121 | 0 | 0
|  | % growth per year |  | 0 | 0.5384% | 0.5468% | 0.5804% | 3.23% | 3.592% | 4.063% | 4.786% | 5.813% | 3.844% | 4.088% | 4.341% | 4.652% | 4.946% | 3.743% | 3.878% | 4.038% | 4.214% | 4.408% | 3.398% | 3.508% | 3.651% | 3.752% | 3.878% | 2.263% | 2.288% | 2.355% | 2.389% | 2.439% | 0.8917% | 0.9169% | 0.959% | 0.9926% | 1.018% | 0% | 0%
Total growth |  |  | 11949 |  | 0.5384% | 0.5468% | 0.5804% | 3.23% |  |  |  | 7.032% | 4.65% | 4.946% | 5.251% | 5.627% | 5.984% | 4.528% | 4.691% | 4.885% | 5.098% | 5.332% | 4.111% | 4.243% | 4.416% | 4.539% | 4.691% | 2.737% | 2.768% | 2.849% | 2.89% | 2.951% | 1.079% | 1.109% | 1.16% | 1.201% | 1.231% | 0% | 0%
Cumlative growth from year to 2054 | [9 empty] | 10879 | 10396 | 9827 | 9136 | 8679 | 8193 | 7677 | 7124 | 6536 | 6091 | 5630 | 5150 | 4649 | 4125 | 3721 | 3304 | 2870 | 2424 | 1963 | 1694 | 1422 | 1142 | 858 | 568 | 462 | 353 | 239 | 121 | 0 | 0
|  |  |  | 0.005105 | [6 empty] | 569 | [7 empty] | 7.569% | 7.88% | 8.225% | 8.603% | 6.633% | 6.846% | 7.125% | 7.322% | 7.569% | 4.416% | 4.466% | 4.597% | 4.663% | 4.761% | 1.74% | 1.79% | 1.872% | 1.937% | 1.987%
| Start | End
Growth Period: | 2025 | 2052 | 8083.91 | 8529 | 8593 | 8658 | 8727 | 9111 | 9538 | 10021 | 10590 | 11281 | 11738 | 12224 | 12740 | 13293 | 13881 | 14326 | 14787 | 15267 | 15768 | 16292 | 16696 | 17113 | 17547 | 17993 | 18454 | 18723 | 18995 | 19275 | 19559 | 19849 | 19955 | 20064 | 20178 | 20296 | 20417 | 20417 | 20417
Investment Period | 2027 | 2054 | -384.09
|  | 2025 | 2026 | 2027 | 2028 | 2029 | 2030 | 2031 | 2032 | 2033 | 2034 | 2035 | 2036 | 2037 | 2038 | 2039 | 2040 | 2041 | 2042 | 2043 | 2044 | 2045 | 2046 | 2047 | 2048 | 2049 | 2050 | 2051 | 2052 | 2053 | 2054
Rephased annual growth for Tamaki |  | 0 | 0 | 7.032% | 4.65% | 4.946% | 5.251% | 5.627% | 5.984% | 4.528% | 4.691% | 4.885% | 5.098% | 5.332% | 4.111% | 4.243% | 4.416% | 4.539% | 4.691% | 2.737% | 2.768% | 2.849% | 2.89% | 2.951% | 1.079% | 1.109% | 1.16% | 1.201% | 1.231% | 0% | 0%
Total growth over rephased period |  | 9827 | 9827 | 9827 | 9827 | 9827 | 9827 | 9827 | 9827 | 9827 | 9827 | 9827 | 9827 | 9827 | 9827 | 9827 | 9827 | 9827 | 9827 | 9827 | 9827 | 9827 | 9827 | 9827 | 9827 | 9827 | 9827 | 9827 | 9827 | 9827 | 9827
Rephased annual growth for Tamaki |  | 0% | 0% | 7.032% | 4.65% | 4.946% | 5.251% | 5.627% | 5.984% | 4.528% | 4.691% | 4.885% | 5.098% | 5.332% | 4.111% | 4.243% | 4.416% | 4.539% | 4.691% | 2.737% | 2.768% | 2.849% | 2.89% | 2.951% | 1.079% | 1.109% | 1.16% | 1.201% | 1.231% | 0% | 0%

## Consultation
Upgrade/ Extension | WSP ID | SAP ID | Length of Upgrade(m) | Length of Extension(m) | Existing Diameter (mm) | Pipe Diameter (90% IMP +2.1) (mm) | Critical Number | Condition Number | Renewal% | KO Timing | MSM Zone | Installation Method | Reinstatement Needed | Pipe DIA (90% IMP +2.1) (mm) Direct Works Cost total ($) | Pipe DIA (90% IMP +2.1) (mm) Budget Cost/lm (rate) | Expected Fees Cost total ($) | Expected Base Estimate ($) | Contingency (%) | Contingency Cost total ($) | P50 Expected Estimate in PDV($) | Renewal Rate | Renewal Share
Upgrade | 1.01 | 2000480831 | 50.6 |  | 600 | 975 |  |  | 2.7% | NA | 376 | Open Cut | Road | 374729 | 7403 | 127408 | 502137 | 40% | 200855 | 702992 | 18980.784 | 684011.216
Extension | 1.008 |  |  | 123 |  | 375 |  |  | 0% | NA | 376 | Open Cut | Road | 253249 | 2059 | 86105 | 339353 | 40% | 135741 | 475095 | 0 | 475095
Upgrade | 1.014 | 2000085101 | 29.6 |  | 600 | 825 |  |  | 2.7% | NA | 376 | Open Cut | Road | 152539 | 5149 | 51863 | 204403 | 40% | 81761 | 286164 | 7726.428 | 278437.572
Upgrade | 1.014 | 2000212994 | 67.7 |  | 450 | 825 |  |  | 2.7% | NA | 376 | Open Cut | Road | 312276 | 4616 | 106174 | 418450 | 40% | 167380 | 585830 | 15817.41 | 570012.59
Upgrade | 1.018 | 2000212079 | 57.2 |  | 450 | 675 |  |  | 2.7% | NA | 376 | Open Cut | Road | 240570 | 4207 | 81794 | 322364 | 40% | 128946 | 451310 | 12185.37 | 439124.63
Upgrade | 1.018 | 2000612766 | 70.2 |  | 450 | 675 | 4 | 2 | 0% | NA | 376 | Open Cut | Road | 275559 | 3927 | 93690 | 369249 | 40% | 147700 | 516948 | 0 | 516948
Upgrade | 1.018 | 2000531269 | 56.1 |  | 375 | 675 | 4 | 3 | 21% | NA | 376 | Open Cut | Road | 239285 | 4265 | 81357 | 320642 | 40% | 128257 | 448899 | 94268.79 | 354630.21
Upgrade | 1.017 | 2000762257 | 83.3 |  | 300 | 675 |  |  | 2.7% | NA | 376 | Open Cut | Road | 310644 | 3731 | 105619 | 416263 | 40% | 166505 | 582768 | 15734.736 | 567033.264
Upgrade | 1.016 | 3000193994 | 36 |  | 225 | 600 |  |  | 2.7% | NA | 376 | Open Cut | Road | 139004 | 3861 | 47261 | 186265 | 40% | 74506 | 260771 | 7040.817 | 253730.183
Upgrade | 1.016 | 2000132056 | 37.9 |  | 225 | 600 |  |  | 2.7% | NA | 376 | Open Cut | Road | 140936 | 3722 | 47918 | 188855 | 40% | 75542 | 264396 | 7138.692 | 257257.308
Upgrade | 1.009 | 2000009226 | 71.4 |  | 450 | 750 |  |  | 2.7% | NA | 376 | Open Cut | Road | 330614 | 4629 | 112409 | 443023 | 40% | 177209 | 620232 | 16746.264 | 603485.736
Upgrade | 1.009 | 3000092542 | 12.5 |  | 450 | 750 |  |  | 2.7% | NA | 376 | Open Cut | Road | 86048 | 6857 | 29256 | 115304 | 40% | 46122 | 161426 | 4358.502 | 157067.498
Extension | 1.005 |  |  | 150 |  | 750 |  |  | 0% | NA | 376 | Open Cut | Road | 594039 | 3961 | 201973 | 796013 | 40% | 318405 | 1114418 | 0 | 1114418
Extension | 1.004 |  |  | 96.8 |  | 600 |  |  | 0% | NA | 376 | Open Cut | Road | 317442 | 3281 | 107930 | 425373 | 40% | 170149 | 595522 | 0 | 595522
Upgrade | 1.015 | 2000535507 | 56.2 |  | 450 | 750 |  |  | 2.7% | NA | 376 | Open Cut | Road | 247664 | 4406 | 84206 | 331870 | 40% | 132748 | 464617 | 12544.659 | 452072.341
Upgrade | 1.015 | 2000884078 | 52.5 |  | 450 | 750 |  |  | 2.7% | NA | 376 | Open Cut | Road | 242595 | 4622 | 82482 | 325078 | 40% | 130031 | 455109 | 12287.943 | 442821.057
Upgrade | 1.015 | 2000571042 | 10.9 |  | 450 | 750 |  |  | 2.7% | NA | 376 | Open Cut | Road | 83753 | 7711 | 28476 | 112229 | 40% | 44891 | 157120 | 4242.24 | 152877.76
Upgrade | 1.013 | 2000634015 | 32 |  | 450 | 675 |  |  | 2.7% | NA | 377 | Open Cut | Road | 169993 | 5315 | 57797 | 227790 | 40% | 91116 | 318906 | 8610.462 | 310295.538
Upgrade | 1.013 | 2000231831 | 41.9 |  | 450 | 675 |  |  | 2.7% | NA | 377 | Open Cut | Road | 177941 | 4243 | 60500 | 238441 | 40% | 95376 | 333817 | 9013.059 | 324803.941
Upgrade | 1.011 | 2000061690 | 61.6 |  | 225 | 525 | 4 | 2 | 0% | NA | 368 | Open Cut | Road | 194287 | 3156 | 66058 | 260345 | 40% | 104138 | 364483 | 0 | 364483
Upgrade | 1.011 | 2000706286 | 7.4 |  | 225 | 525 |  |  | 2.7% | NA | 368 | Open Cut | Road | 50361 | 6831 | 17123 | 67484 | 40% | 26994 | 94478 | 2550.906 | 91927.094
Extension | 1.003 |  |  | 37.8 |  | 375 |  |  | 0% | NA | 368 | Open Cut | Road | 91777 | 2429 | 31204 | 122982 | 40% | 49193 | 172174 | 0 | 172174
Upgrade | 1.012 | 2000751203 | 41 |  | 300 | 525 |  |  | 2.7% | NA | 368 | Open Cut | Road | 138026 | 3367 | 46929 | 184955 | 40% | 73982 | 258937 | 6991.299 | 251945.701
Upgrade | 1.012 | 2000089531 | 5.4 |  | 225 | 525 |  |  | 2.7% | NA | 368 | Open Cut | Road | 48675 | 8947 | 16550 | 65225 | 40% | 26090 | 91315 | 2465.505 | 88849.495
Extension | 1.001 |  |  | 55.5 |  | 450 |  |  | 0% | NA | 368 | Open Cut | Road | 161567 | 2913 | 54933 | 216500 | 40% | 86600 | 303100 | 0 | 303100
Extension | 1.002 |  |  | 75.2 |  | 450 |  |  | 0% | NA | 368 | Open Cut | Road | 214489 | 2854 | 72926 | 287415 | 40% | 114966 | 402381 | 0 | 402381
Extension | 1.006 |  |  | 63.2 |  | 450 |  |  | 0% | GINW - Stage 4 | 377 | Open Cut | Road | 202893 | 3211 | 68984 | 271876 | 40% | 108751 | 380627 | 0 | 380627
Extension | 2.002 |  |  | 62.1 |  | 450 |  |  | 0% | NA | 376 | Open Cut | Road | 185728 | 2992 | 63148 | 248876 | 40% | 99550 | 348426 | 0 | 348426
Upgrade | 2.011 | 2000063054 | 14.2 |  | 300 | 525 |  |  | 2.7% | NA | 376 | Open Cut | Road | 75795 | 5322 | 25770 | 101565 | 40% | 40626 | 142191 | 3839.157 | 138351.843
Upgrade | 2.011 | 2000637383 | 18.5 |  | 225 | 525 |  |  | 2.7% | NA | 376 | Open Cut | Road | 79514 | 4298 | 27035 | 106549 | 40% | 42620 | 149168 | 4027.536 | 145140.464
Extension | 2.007 |  |  | 104 |  | 450 |  |  | 0% | NA | 376 | Open Cut | Road | 293245 | 2820 | 99703 | 392948 | 40% | 157179 | 550127 | 0 | 550127
Upgrade | 2.009 | 2000070069 | 68 |  | 300 | 975 | 4 | 4 | 70% | NA | 376 | Open Cut | Road | 475081 | 6984 | 161527 | 636608 | 40% | 254643 | 891252 | 623876.4 | 267375.6
Upgrade | 2.009 | 2000236222 | 38 |  | 300 | 975 |  |  | 2.7% | NA | 376 | Open Cut | Road | 250951 | 6603 | 85323 | 336275 | 40% | 134510 | 470785 | 12711.195 | 458073.805
Upgrade | 2.009 | 2000227010 | 61.3 |  | 225 | 975 |  |  | 2.7% | NA | 376 | Open Cut | Road | 400947 | 6539 | 136322 | 537268 | 40% | 214907 | 752176 | 20308.752 | 731867.248
Upgrade | 2.008 | 2000611077 | 22.5 |  | 300 | 525 |  |  | 2.7% | NA | 376 | Open Cut | Road | 83013 | 3688 | 28224 | 111237 | 40% | 44495 | 155732 | 4204.764 | 151527.236
Upgrade | 2.008 | 2000903675 | 40.8 |  | 225 | 525 |  |  | 2.7% | NA | 376 | Open Cut | Road | 137889 | 3376 | 46882 | 184772 | 40% | 73909 | 258680 | 6984.36 | 251695.64
Upgrade | 2.008 | 3000158534 | 37.7 |  | 225 | 525 |  |  | 2.7% | NA | 376 | Open Cut | Road | 115738 | 3068 | 39351 | 155089 | 40% | 62036 | 217125 | 5862.375 | 211262.625
Extension | 2.001 |  |  | 111.5 |  | 525 |  |  | 0% | NA | 376 | Open Cut | Road | 334511 | 3000 | 113734 | 448245 | 40% | 179298 | 627543 | 0 | 627543
Extension | 2.004 |  |  | 107.8 |  | 525 |  |  | 0% | NA | 376 | Open Cut | Road | 347625 | 3226 | 118193 | 465818 | 40% | 186327 | 652145 | 0 | 652145
Extension | 2.005 |  |  | 65.3 |  | 450 |  |  | 0% | NA | 376 | Open Cut | Road | 188030 | 2879 | 63930 | 251960 | 40% | 100784 | 352744 | 0 | 352744
Extension | 2.006 |  |  | 96.7 |  | 525 |  |  | 0% | NA | 376 | Open Cut | Road | 283236 | 2930 | 96300 | 379537 | 40% | 151815 | 531351 | 0 | 531351
Upgrade | 3.005 | 2000180612 | 27.3 |  | 300 | 675 |  |  | 2.7% | NA | 374 | Open Cut | Road | 144954 | 5309 | 49284 | 194238 | 40% | 77695 | 271933 | 7342.191 | 264590.809
Upgrade | 3.005 | 2000282982 | 23.5 |  | 525 | 675 | 4 | 2 | 0% | NA | 374 | Open Cut | Road | 116980 | 4982 | 39773 | 156753 | 40% | 62701 | 219455 | 0 | 219455
Upgrade | 3.006 | 2000316861 | 45.8 |  | 525 | 750 |  |  | 2.7% | NA | 374 | Open Cut | Road | 189607 | 4138 | 64467 | 254074 | 40% | 101630 | 355703 | 9603.981 | 346099.019
Upgrade | 3.006 | 2000702104 | 9.4 |  | 525 | 750 |  |  | 2.7% | NA | 374 | Open Cut | Road | 62284 | 6649 | 21176 | 83460 | 40% | 33384 | 116844 | 3154.788 | 113689.212
Upgrade | 3.006 | 2000291600 | 94.1 |  | 525 | 750 |  |  | 2.7% | NA | 374 | Open Cut | Road | 376957 | 4005 | 128166 | 505123 | 40% | 202049 | 707172 | 19093.644 | 688078.356
Upgrade | 3.007 | 3000092634 | 6.4 |  | 525 | 750 |  |  | 2.7% | NA | 374 | Open Cut | Road | 58251 | 9099 | 19805 | 78056 | 40% | 31223 | 109279 | 2950.533 | 106328.467
Upgrade | 3.007 | 3000103017 | 50.5 |  | 525 | 750 | 5 | 5 | 70% | NA | 374 | Open Cut | Road | 239838 | 4753 | 81545 | 321383 | 40% | 128553 | 449936 | 314955.2 | 134980.8
Upgrade | 3.004 | 2000423547 | 33.6 |  | 1200 | 2400 | 5 | 2 | 0% | NA | 375 | Open Cut | Road | 511718 | 15223 | 173984 | 685702 | 40% | 274281 | 959982 | 0 | 959982
Upgrade | 3.004 | 2000322715 | 62.1 |  | 1650 | 2400 | 5 | 2 | 0% | NA | 375 | Open Cut | Road | 923324 | 14857 | 313930 | 1237254 | 40% | 494902 | 1732156 | 0 | 1732156
Upgrade | 3.002 | 2000042049 | 91.9 |  | 375 | 750 |  |  | 2.7% | NA | 375 | Open Cut | Road | 373948 | 4069 | 127142 | 501091 | 40% | 200436 | 701527 | 18941.229 | 682585.771
Upgrade | 3.003 | 3000127504 | 19.9 |  | 300 | 525 |  |  | 2.7% | NA | 375 | Open Cut | Road | 80697 | 4064 | 27437 | 108134 | 40% | 43254 | 151388 | 4087.476 | 147300.524
Upgrade | 3.003 | 2000655520 | 39.3 |  | 300 | 525 |  |  | 2.7% | NA | 375 | Open Cut | Road | 136550 | 3474 | 46427 | 182976 | 40% | 73191 | 256167 | 6916.509 | 249250.491
Upgrade | 4.038 | 2000716380 | 77.6 |  | 300 | 675 |  |  | 2.7% | NA | 375 | Open Cut | Road | 257120 | 3312 | 87421 | 344540 | 40% | 137816 | 482356 | 13023.612 | 469332.388
Extension | 4.001 |  |  | 66.9 |  | 300 |  |  | 0% | NA | 374 | Open Cut | Road | 144368 | 2159 | 49085 | 193453 | 40% | 77381 | 270835 | 0 | 270835
Upgrade | 3.008 | 2000703577 | 22.6 |  | 900 | 1650 | 4 | 2 | 0% | NA | 374 | Open Cut | Road | 214053 | 9465 | 72778 | 286830 | 40% | 114732 | 401563 | 0 | 401563
Upgrade | 3.008 | 2000775576 | 62 |  | 900 | 1650 |  |  | 2.7% | NA | 374 | Open Cut | Road | 570190 | 9197 | 193865 | 764055 | 40% | 305622 | 1069677 | 28881.279 | 1040795.721
Upgrade | 4.026 | 2000974569 | 31.6 |  | 900 | 1500 |  |  | 2.7% | NA | 374 | Open Cut | Road | 279793 | 8858 | 95129 | 374922 | 40% | 149969 | 524891 | 14172.057 | 510718.943
Upgrade | 4.025 | 2000504202 | 6.7 |  | 450 | 675 |  |  | 2.7% | NA | 374 | Open Cut | Road | 58039 | 8652 | 19733 | 77773 | 40% | 31109 | 108882 | 2939.814 | 105942.186
Upgrade | 4.025 | 2000919369 | 29 |  | 450 | 675 |  |  | 2.7% | NA | 374 | Open Cut | Road | 123598 | 4260 | 42023 | 165621 | 40% | 66248 | 231869 | 6260.463 | 225608.537
Upgrade | 4.025 | 2000467850 | 38.6 |  | 450 | 675 |  |  | 2.7% | NA | 374 | Open Cut | Road | 154468 | 4005 | 52519 | 206987 | 40% | 82795 | 289781 | 7824.087 | 281956.913
Upgrade | 4.025 | 2000461844 | 70.7 |  | 450 | 675 |  |  | 2.7% | NA | 374 | Open Cut | Road | 276219 | 3905 | 93914 | 370133 | 40% | 148053 | 518187 | 13991.049 | 504195.951
Upgrade | 4.025 | 2000295204 | 82.3 |  | 375 | 675 |  |  | 2.7% | NA | 374 | Open Cut | Road | 309454 | 3762 | 105214 | 414668 | 40% | 165867 | 580535 | 15674.445 | 564860.555
Upgrade | 4.024 | 2000323906 | 55.9 |  | 300 | 600 |  |  | 2.7% | NA | 374 | Open Cut | Road | 197390 | 3533 | 67113 | 264503 | 40% | 105801 | 370304 | 9998.208 | 360305.792
Upgrade | 4.024 | 2000064698 | 61.7 |  | 300 | 600 |  |  | 2.7% | NA | 374 | Open Cut | Road | 222883 | 3611 | 75780 | 298663 | 40% | 119465 | 418128 | 11289.456 | 406838.544
Upgrade | 4.024 | 2000383617 | 73.9 |  | 300 | 600 |  |  | 2.7% | NA | 374 | Open Cut | Road | 271251 | 3673 | 92225 | 363476 | 40% | 145390 | 508866 | 13739.382 | 495126.618
Extension | 4.005 |  |  | 170.4 |  | 675 |  |  | 0% | NA | 374 | Open Cut | Road | 639719 | 3755 | 217505 | 857224 | 40% | 342890 | 1200113 | 0 | 1200113
Upgrade | 4.028 | 2000659971 | 26.5 |  | 900 | 1500 | 4 | 2 | 0% | NA | 374 | Open Cut | Road | 241712 | 9110 | 82182 | 323893 | 40% | 129557 | 453451 | 0 | 453451
Upgrade | 4.028 | 3000109186 | 23.9 |  | 900 | 1500 |  |  | 2.7% | NA | 374 | Open Cut | Road | 210911 | 8835 | 71710 | 282620 | 40% | 113048 | 395669 | 10683.063 | 384985.937
Upgrade | 4.028 | 2000391695 | 37.1 |  | 900 | 1500 |  |  | 2.7% | NA | 374 | Open Cut | Road | 319241 | 8608 | 108542 | 427784 | 40% | 171113 | 598897 | 16170.219 | 582726.781
Upgrade | 4.028 | 2000181397 | 68.9 |  | 900 | 1500 |  |  | 2.7% | NA | 374 | Open Cut | Road | 571410 | 8294 | 194279 | 765689 | 40% | 306276 | 1071965 | 28943.055 | 1043021.945
Upgrade | 4.028 | 2000463700 | 78.2 |  | 900 | 1500 |  |  | 2.7% | NA | 374 | Open Cut | Road | 644998 | 8253 | 219299 | 864298 | 40% | 345719 | 1210017 | 32670.459 | 1177346.541
Upgrade | 4.027 | 2000875751 | 91.5 |  | 150 | 450 |  |  | 2.7% | NA | 374 | Open Cut | Road | 245592 | 2683 | 83501 | 329093 | 40% | 131637 | 460731 | 12439.737 | 448291.263
Upgrade | 4.029 | 2000673218 | 52.6 |  | 750 | 1350 |  |  | 2.7% | NA | 374 | Open Cut | Road | 391924 | 7456 | 133254 | 525178 | 40% | 210071 | 735249 | 19851.723 | 715397.277
Upgrade | 4.029 | 2000917975 | 38.8 |  | 750 | 1350 |  |  | 2.7% | NA | 374 | Open Cut | Road | 289397 | 7452 | 98395 | 387791 | 40% | 155117 | 542908 | 14658.516 | 528249.484
Upgrade | 4.03 | 2000011819 | 6.7 |  | 300 | 900 |  |  | 2.7% | NA | 374 | Open Cut | Road | 86665 | 12840 | 29466 | 116130 | 40% | 46452 | 162583 | 4389.741 | 158193.259
Upgrade | 4.03 | 2000104244 | 128.3 |  | 300 | 900 |  |  | 2.7% | NA | 374 | Open Cut | Road | 678745 | 5289 | 230773 | 909518 | 40% | 363807 | 1273325 | 34379.775 | 1238945.225
Upgrade | 4.049 | 2000356296 | 11.6 |  | 750 | 975 |  |  | 2.7% | NA | 374 | Open Cut | Road | 111272 | 9563 | 37833 | 149105 | 40% | 59642 | 208747 | 5636.169 | 203110.831
Upgrade | 4.049 | 2000504679 | 64.6 |  | 750 | 975 |  |  | 2.7% | NA | 374 | Open Cut | Road | 406982 | 6303 | 138374 | 545356 | 40% | 218143 | 763499 | 20614.473 | 742884.527
Upgrade | 4.048 | 2000228149 | 36.4 |  | 675 | 900 |  |  | 2.7% | NA | 374 | Open Cut | Road | 204137 | 5604 | 69407 | 273544 | 40% | 109418 | 382962 | 10339.974 | 372622.026
Upgrade | 4.048 | 2000531008 | 43.8 |  | 675 | 900 |  |  | 2.7% | NA | 374 | Open Cut | Road | 239307 | 5462 | 81364 | 320672 | 40% | 128269 | 448940 | 12121.38 | 436818.62
Upgrade | 4.048 | 2000074089 | 27.8 |  | 675 | 900 |  |  | 2.7% | NA | 374 | Open Cut | Road | 166833 | 6007 | 56723 | 223556 | 40% | 89422 | 312979 | 8450.433 | 304528.567
Upgrade | 4.048 | 2000459925 | 57.4 |  | 450 | 900 |  |  | 2.7% | NA | 374 | Open Cut | Road | 331218 | 5769 | 112614 | 443833 | 40% | 177533 | 621366 | 16776.882 | 604589.118
Upgrade | 4.048 | 3000028931 | 20.4 |  | 300 | 900 |  |  | 2.7% | NA | 374 | Open Cut | Road | 131761 | 6447 | 44799 | 176559 | 40% | 70624 | 247183 | 6673.941 | 240509.059
Extension | 4.004 |  |  | 36.4 |  | 750 |  |  | 0% | NA | 374 | Open Cut | Road | 157409 | 4320 | 53519 | 210928 | 40% | 84371 | 295299 | 0 | 295299
Upgrade | 4.047 | 2000043106 | 33.6 |  | 300 | 675 |  |  | 2.7% | NA | 374 | Open Cut | Road | 171913 | 5118 | 58451 | 230364 | 40% | 92146 | 322509 | 8707.743 | 313801.257
Upgrade | 4.046 | 2000474754 | 35.6 |  | 225 | 525 |  |  | 2.7% | NA | 374 | Open Cut | Road | 113865 | 3200 | 38714 | 152580 | 40% | 61032 | 213612 | 5767.524 | 207844.476
Upgrade | 4.046 | 2000717035 | 42.4 |  | 225 | 525 |  |  | 2.7% | NA | 374 | Open Cut | Road | 139279 | 3283 | 47355 | 186634 | 40% | 74653 | 261287 | 7054.749 | 254232.251
Upgrade | 4.045 | 2000282449 | 74.7 |  | 225 | 450 |  |  | 2.7% | NA | 374 | Open Cut | Road | 214168 | 2867 | 72817 | 286985 | 40% | 114794 | 401780 | 10848.06 | 390931.94
Upgrade | 4.053 | 2000739753 | 94.9 |  | 450 | 750 |  |  | 2.7% | NA | 374 | Open Cut | Road | 378049 | 3983 | 128537 | 506586 | 40% | 202634 | 709220 | 19148.94 | 690071.06
Upgrade | 4.052 | 2000044430 | 75.7 |  | 450 | 750 |  |  | 2.7% | NA | 374 | Open Cut | Road | 313040 | 4135 | 106433 | 419473 | 40% | 167789 | 587262 | 15856.074 | 571405.926
Upgrade | 4.054 | 2000543089 | 22.2 |  | 225 | 375 |  |  | 2.7% | NA | 374 | Open Cut | Road | 66989 | 3012 | 22776 | 89765 | 40% | 35906 | 125671 | 3393.117 | 122277.883
Upgrade | 4.054 | 2000482082 | 63.7 |  | 225 | 375 |  |  | 2.7% | NA | 374 | Open Cut | Road | 138978 | 2183 | 47252 | 186230 | 40% | 74492 | 260722 | 7039.494 | 253682.506
Upgrade | 4.051 | 2000879364 | 77 |  | 450 | 675 |  |  | 2.7% | NA | 374 | Open Cut | Road | 303175 | 3937 | 103080 | 406255 | 40% | 162502 | 568756 | 15356.412 | 553399.588
Upgrade | 4.05 | 2000907172 | 44.6 |  | 225 | 525 |  |  | 2.7% | NA | 374 | Open Cut | Road | 141212 | 3163 | 48012 | 189224 | 40% | 75689 | 264913 | 7152.651 | 257760.349
Upgrade | 4.05 | 2000804527 | 83.5 |  | 225 | 525 |  |  | 2.7% | NA | 374 | Open Cut | Road | 252299 | 3022 | 85782 | 338081 | 40% | 135232 | 473313 | 12779.451 | 460533.549
Upgrade | 4.05 | 2000858710 | 56.3 |  | 225 | 525 |  |  | 2.7% | NA | 374 | Open Cut | Road | 189729 | 3368 | 64508 | 254237 | 40% | 101695 | 355932 | 9610.164 | 346321.836
Upgrade | 3.009 | 2000878521 | 44.7 |  | 300 | 600 |  |  | 2.7% | NA | 374 | Open Cut | Road | 164407 | 3676 | 55898 | 220305 | 40% | 88122 | 308427 | 8327.529 | 300099.471
Upgrade | 4.055 | 2000712286 | 40.4 |  | 300 | 525 |  |  | 2.7% | NA | 374 | Open Cut | Road | 153869 | 3810 | 52316 | 206185 | 40% | 82474 | 288659 | 7793.793 | 280865.207
Upgrade | 3.001 | 2000136402 | 43.8 |  | 450 | 825 |  |  | 2.7% | NA | 374 | Open Cut | Road | 236471 | 5395 | 80400 | 316871 | 40% | 126748 | 443619 | 11977.713 | 431641.287
Upgrade | 4.023 | 3000146073 | 22.1 |  | 225 | 600 |  |  | 2.7% | NA | 374 | Open Cut | Road | 85788 | 3876 | 29168 | 114956 | 40% | 45982 | 160939 | 4345.353 | 156593.647
Upgrade | 4.023 | 2000414229 | 35 |  | 225 | 600 |  |  | 2.7% | NA | 374 | Open Cut | Road | 138000 | 3940 | 46920 | 184919 | 40% | 73968 | 258887 | 6989.949 | 251897.051
Upgrade | 4.023 | 2000313718 | 23.9 |  | 225 | 600 |  |  | 2.7% | NA | 374 | Open Cut | Road | 107094 | 4473 | 36412 | 143506 | 40% | 57402 | 200908 | 5424.516 | 195483.484
Upgrade | 4.022 |  | 80.3 |  |  | 600 |  |  | 2.7% | NA | 374 | Open Cut | Road | 261549 | 3257 | 88927 | 350475 | 40% | 140190 | 490665 | 13247.955 | 477417.045
Upgrade | 4.021 | 2000651925 | 35.1 |  | 300 | 525 |  |  | 2.7% | NA | 374 | Open Cut | Road | 113404 | 3235 | 38557 | 151961 | 40% | 60785 | 212746 | 5744.142 | 207001.858
Upgrade | 4.021 | 2000328535 | 64.4 |  | 225 | 525 |  |  | 2.7% | NA | 374 | Open Cut | Road | 183457 | 2848 | 62375 | 245832 | 40% | 98333 | 344165 | 9292.455 | 334872.545
Upgrade | 4.043 | 2000224912 | 43.2 |  | 600 | 975 |  |  | 2.7% | NA | 374 | Open Cut | Road | 299601 | 6934 | 101864 | 401465 | 40% | 160586 | 562052 | 15175.404 | 546876.596
Upgrade | 4.017 | 2000092098 | 40.4 |  | 525 | 750 |  |  | 2.7% | NA | 374 | Open Cut | Road | 182186 | 4513 | 61943 | 244129 | 40% | 97652 | 341781 | 9228.087 | 332552.913
Upgrade | 4.02 | 2000211540 | 19.4 |  | 525 | 600 |  |  | 2.7% | NA | 374 | Open Cut | Road | 82939 | 4280 | 28199 | 111139 | 40% | 44455 | 155594 | 4201.038 | 151392.962
Upgrade | 4.02 | 2000643915 | 81 |  | 375 | 600 |  |  | 2.7% | NA | 374 | Open Cut | Road | 262257 | 3238 | 89167 | 351424 | 40% | 140570 | 491994 | 13283.838 | 478710.162
Upgrade | 4.019 | 2000940304 | 49.7 |  | 375 | 525 |  |  | 2.7% | NA | 374 | Open Cut | Road | 145586 | 2932 | 49499 | 195086 | 40% | 78034 | 273120 | 7374.24 | 265745.76
Upgrade | 4.019 | 2000825401 | 35.6 |  | 300 | 525 |  |  | 2.7% | NA | 374 | Open Cut | Road | 113918 | 3196 | 38732 | 152651 | 40% | 61060 | 213711 | 5770.197 | 207940.803
Upgrade | 4.018 | 2000227232 | 52.8 |  | 225 | 450 |  |  | 2.7% | NA | 374 | Open Cut | Road | 159689 | 3023 | 54294 | 213983 | 40% | 85593 | 299577 | 8088.579 | 291488.421
Upgrade | 4.044 | 2000527887 | 58.1 |  | 225 | 450 |  |  | 2.7% | NA | 374 | Open Cut | Road | 182857 | 3150 | 62171 | 245028 | 40% | 98011 | 343039 | 9262.053 | 333776.947
Upgrade | 4.016 | 2000025359 | 33.2 |  | 375 | 750 |  |  | 2.7% | NA | 374 | Open Cut | Road | 153025 | 4607 | 52029 | 205054 | 40% | 82021 | 287075 | 7751.025 | 279323.975
Upgrade | 4.016 | 2000161777 | 71.9 |  | 300 | 750 |  |  | 2.7% | NA | 374 | Open Cut | Road | 331208 | 4609 | 112611 | 443818 | 40% | 177527 | 621346 | 16776.342 | 604569.658
Upgrade | 4.016 | 2000538482 | 60.7 |  | 225 | 750 |  |  | 2.7% | NA | 374 | Open Cut | Road | 273195 | 4501 | 92886 | 366081 | 40% | 146432 | 512513 | 13837.851 | 498675.149
Upgrade | 4.016 | 2000376426 | 12.3 |  | 225 | 750 |  |  | 2.7% | NA | 374 | Open Cut | Road | 85734 | 6960 | 29150 | 114884 | 40% | 45954 | 160838 | 4342.626 | 156495.374
Upgrade | 4.016 | 2000694497 | 82.9 |  | 225 | 750 |  |  | 2.7% | NA | 374 | Open Cut | Road | 342226 | 4129 | 116357 | 458584 | 40% | 183433 | 642017 | 17334.459 | 624682.541
Upgrade | 4.042 | 2000489833 | 49.9 |  | 375 | 675 |  |  | 2.7% | NA | 374 | Open Cut | Road | 210908 | 4224 | 71709 | 282616 | 40% | 113047 | 395663 | 10682.901 | 384980.099
Upgrade | 4.041 | 2000106170 | 24.8 |  | 225 | 600 |  |  | 2.7% | NA | 374 | Open Cut | Road | 108022 | 4349 | 36728 | 144750 | 40% | 57900 | 202650 | 5471.55 | 197178.45
Upgrade | 4.041 | 2000688857 | 35.3 |  | 150 | 600 |  |  | 2.7% | NA | 374 | Open Cut | Road | 138284 | 3917 | 47016 | 185300 | 40% | 74120 | 259420 | 7004.34 | 252415.66
Upgrade | 4.041 | 3000135974 | 31 |  | 160 | 600 |  |  | 2.7% | NA | 374 | Open Cut | Road | 114406 | 3689 | 38898 | 153303 | 40% | 61321 | 214625 | 5794.875 | 208830.125
Upgrade | 4.04 | 2000236750 | 27 |  | 300 | 525 |  |  | 2.7% | NA | 374 | Open Cut | Road | 106392 | 3937 | 36173 | 142565 | 40% | 57026 | 199591 | 5388.957 | 194202.043
Upgrade | 4.04 | 2000060906 | 35.3 |  | 300 | 525 |  |  | 2.7% | NA | 374 | Open Cut | Road | 113637 | 3217 | 38637 | 152274 | 40% | 60909 | 213183 | 5755.941 | 207427.059
Upgrade | 4.039 | 2000003926 | 43.2 |  | 225 | 450 |  |  | 2.7% | NA | 374 | Open Cut | Road | 114039 | 2641 | 38773 | 152812 | 40% | 61125 | 213937 | 5776.299 | 208160.701
Upgrade | 4.039 | 2000582737 | 63.7 |  | 225 | 450 |  |  | 2.7% | NA | 374 | Open Cut | Road | 186911 | 2932 | 63550 | 250461 | 40% | 100185 | 350646 | 9467.442 | 341178.558
Upgrade | 4.039 | 2000608321 | 23.3 |  | 225 | 450 |  |  | 2.7% | NA | 374 | Open Cut | Road | 80452 | 3450 | 27354 | 107805 | 40% | 43122 | 150927 | 4075.029 | 146851.971
Upgrade | 4.015 | 2000334041 | 66.2 |  | 525 | 825 | 5 | 3 | 21% | NA | 374 | Open Cut | Road | 333422 | 5038 | 113364 | 446786 | 40% | 178714 | 625500 | 131355 | 494145
Upgrade | 4.015 | 2000809140 | 39.6 |  | 375 | 825 |  |  | 2.7% | NA | 374 | Open Cut | Road | 187244 | 4723 | 63663 | 250908 | 40% | 100363 | 351271 | 9484.317 | 341786.683
Upgrade | 4.015 | 2000274925 | 76.8 |  | 375 | 825 |  |  | 2.7% | NA | 374 | Open Cut | Road | 345619 | 4501 | 117510 | 463129 | 40% | 185252 | 648381 | 17506.287 | 630874.713
Upgrade | 4.014 | 2000085912 | 59.7 |  | 225 | 600 |  |  | 2.7% | NA | 374 | Open Cut | Road | 220784 | 3699 | 75067 | 295851 | 40% | 118340 | 414191 | 11183.157 | 403007.843
Upgrade | 4.014 | 2000386763 | 63.5 |  | 225 | 600 |  |  | 2.7% | NA | 374 | Open Cut | Road | 224773 | 3537 | 76423 | 301196 | 40% | 120478 | 421674 | 11385.198 | 410288.802
Upgrade | 4.014 | 2000407261 | 82 |  | 225 | 600 |  |  | 2.7% | NA | 374 | Open Cut | Road | 282699 | 3449 | 96118 | 378817 | 40% | 151527 | 530344 | 14319.288 | 516024.712
Upgrade | 4.013 | 2000697423 | 25.7 |  | 675 | 1050 | 5 | 3 | 21% | NA | 374 | Open Cut | Road | 225604 | 8773 | 76705 | 302309 | 40% | 120924 | 423233 | 88878.93 | 334354.07
Upgrade | 4.013 | 2000237110 | 52.4 |  | 600 | 1050 | 5 | 3 | 21% | NA | 374 | Open Cut | Road | 369491 | 7056 | 125627 | 495118 | 40% | 198047 | 693165 | 145564.65 | 547600.35
Upgrade | 4.012 | 2000623816 | 71.5 |  | 600 | 1050 |  |  | 2.7% | NA | 374 | Open Cut | Road | 476335 | 6658 | 161954 | 638289 | 40% | 255316 | 893604 | 24127.308 | 869476.692
Upgrade | 4.011 | 2000135331 | 59.4 |  | 600 | 1050 |  |  | 2.7% | NA | 374 | Open Cut | Road | 406370 | 6843 | 138166 | 544536 | 40% | 217814 | 762350 | 20583.45 | 741766.55
Upgrade | 4.011 | 2000648748 | 80.4 |  | 525 | 1050 |  |  | 2.7% | NA | 374 | Open Cut | Road | 516865 | 6432 | 175734 | 692600 | 40% | 277040 | 969639 | 26180.253 | 943458.747
Upgrade | 4.01 | 2000595494 | 79.4 |  | 525 | 900 |  |  | 2.7% | NA | 374 | Open Cut | Road | 436412 | 5496 | 148380 | 584792 | 40% | 233917 | 818709 | 22105.143 | 796603.857
Upgrade | 4.009 | 2000660354 | 51.4 |  | 225 | 450 |  |  | 2.7% | NA | 374 | Open Cut | Road | 158652 | 3089 | 53942 | 212594 | 40% | 85037 | 297631 | 8036.037 | 289594.963
Upgrade | 4.009 | 2000933610 | 42.5 |  | 225 | 450 |  |  | 2.7% | NA | 374 | Open Cut | Road | 113572 | 2671 | 38615 | 152187 | 40% | 60875 | 213062 | 5752.674 | 207309.326
Upgrade | 4.009 | 2000243014 | 67 |  | 225 | 450 |  |  | 2.7% | NA | 374 | Open Cut | Road | 189249 | 2824 | 64345 | 253593 | 40% | 101437 | 355031 | 9585.837 | 345445.163
Upgrade | 4.008 | 2000453841 | 64.6 |  | 375 | 825 |  |  | 2.7% | NA | 374 | Open Cut | Road | 330962 | 5126 | 112527 | 443489 | 40% | 177396 | 620885 | 16763.895 | 604121.105
Upgrade | 4.007 | 2000012207 | 43.8 |  | 375 | 750 |  |  | 2.7% | NA | 374 | Open Cut | Road | 186846 | 4266 | 63528 | 250374 | 40% | 100150 | 350524 | 9464.148 | 341059.852
Upgrade | 4.007 | 2000878035 | 29.4 |  | 375 | 750 |  |  | 2.7% | NA | 374 | Open Cut | Road | 147807 | 5031 | 50254 | 198061 | 40% | 79225 | 277286 | 7486.722 | 269799.278
Upgrade | 4.007 | 2000826253 | 45.7 |  | 375 | 750 |  |  | 2.7% | NA | 374 | Open Cut | Road | 189431 | 4145 | 64406 | 253837 | 40% | 101535 | 355372 | 9595.044 | 345776.956
Upgrade | 4.007 | 2000198616 | 24.9 |  | 225 | 750 |  |  | 2.7% | NA | 374 | Open Cut | Road | 122334 | 4905 | 41594 | 163928 | 40% | 65571 | 229499 | 6196.473 | 223302.527
Upgrade | 4.007 | 2000380086 | 47.7 |  | 225 | 750 |  |  | 2.7% | NA | 374 | Open Cut | Road | 211546 | 4438 | 71925 | 283471 | 40% | 113388 | 396859 | 10715.193 | 386143.807
Upgrade | 4.006 | 2000422225 | 83.3 |  | 225 | 600 |  |  | 2.7% | NA | 374 | Open Cut | Road | 284087 | 3410 | 96590 | 380677 | 40% | 152271 | 532947 | 14389.569 | 518557.431
Upgrade | 4.006 | 2000648643 | 14.5 |  | 225 | 600 |  |  | 2.7% | NA | 374 | Open Cut | Road | 77844 | 5386 | 26467 | 104311 | 40% | 41724 | 146035 | 3942.945 | 142092.055
Extension | 4.003 |  |  | 98.5 |  | 450 |  |  | 0% | NA | 374 | Open Cut | Road | 250575 | 2543 | 85196 | 335771 | 40% | 134308 | 470079 | 0 | 470079
Upgrade | 4.033 | 2000274409 | 30.4 |  | 450 | 600 |  |  | 2.7% | NA | 374 | Open Cut | Road | 130200 | 4277 | 44268 | 174468 | 40% | 69787 | 244255 | 6594.885 | 237660.115
Upgrade | 4.032 | 2000043411 | 8.3 |  | 450 | 600 |  |  | 2.7% | NA | 374 | Open Cut | Road | 52036 | 6274 | 17692 | 69729 | 40% | 27892 | 97620 | 2635.74 | 94984.26
Upgrade | 4.032 | 2000207751 | 55.9 |  | 450 | 600 |  |  | 2.7% | NA | 374 | Open Cut | Road | 197453 | 3531 | 67134 | 264587 | 40% | 105835 | 370422 | 10001.394 | 360420.606
Upgrade | 4.032 | 2000828346 | 11.7 |  | 225 | 600 |  |  | 2.7% | NA | 374 | Open Cut | Road | 75032 | 6395 | 25511 | 100542 | 40% | 40217 | 140759 | 3800.493 | 136958.507
Upgrade | 4.031 | 2000469495 | 39.8 |  | 225 | 600 |  |  | 2.7% | NA | 374 | Open Cut | Road | 142910 | 3593 | 48589 | 191499 | 40% | 76600 | 268099 | 7238.673 | 260860.327
Extension | 4.002 |  |  | 85.4 |  | 450 |  |  | 0% | NA | 374 | Open Cut | Road | 221807 | 2596 | 75414 | 297221 | 40% | 118888 | 416110 | 0 | 416110
Upgrade | 4.037 | 2000649953 | 64 |  | 450 | 675 | 5 | 2 | 0% | NA | 374 | Open Cut | Road | 291608 | 4554 | 99147 | 390755 | 40% | 156302 | 547056 | 0 | 547056
Upgrade | 4.036 | 2000600821 | 76.8 |  | 450 | 675 |  |  | 2.7% | NA | 374 | Open Cut | Road | 302914 | 3945 | 102991 | 405905 | 40% | 162362 | 568266 | 15343.182 | 552922.818
Upgrade | 4.035 | 2000900429 | 75 |  | 450 | 675 |  |  | 2.7% | NA | 374 | Open Cut | Road | 300746 | 4011 | 102254 | 403000 | 40% | 161200 | 564200 | 15233.4 | 548966.6
Upgrade | 4.035 | 2000497424 | 93.3 |  | 375 | 675 |  |  | 2.7% | NA | 374 | Open Cut | Road | 342121 | 3666 | 116321 | 458443 | 40% | 183377 | 641820 | 17329.14 | 624490.86
Upgrade | 4.034 | 2000110869 | 39.3 |  | 300 | 600 |  |  | 2.7% | NA | 374 | Open Cut | Road | 142408 | 3624 | 48419 | 190826 | 40% | 76331 | 267157 | 7213.239 | 259943.761
Extension | 5.002 |  |  | 43.5 |  | 375 |  |  | 0% | NA | 385 | Open Cut | Road | 108187 | 2489 | 36784 | 144971 | 40% | 57988 | 202959 | 0 | 202959
Upgrade | 5.005 | 2000009858 | 34.9 |  | 1500 | 1800 | 5 | 2 | 0% | NA | 378 | Open Cut | Road | 380612 | 10907 | 129408 | 510021 | 40% | 204008 | 714029 | 0 | 714029
Upgrade | 5.005 | 2000475294 | 11.5 |  | 1500 | 1800 | 5 | 2 | 0% | NA | 378 | Open Cut | Road | 133873 | 11692 | 45517 | 179390 | 40% | 71756 | 251146 | 0 | 251146
Upgrade | 5.005 | 2000850039 | 80.9 |  | 1500 | 1800 | 5 | 3 | 21% | NA | 378 | Open Cut | Road | 842639 | 10416 | 286497 | 1129136 | 40% | 451654 | 1580790 | 331965.9 | 1248824.1
Upgrade | 5.005 | 2000333419 | 85 |  | 1500 | 1800 | 5 | 2 | 0% | NA | 378 | Open Cut | Road | 880608 | 10363 | 299407 | 1180014 | 40% | 472006 | 1652020 | 0 | 1652020
Upgrade | 5.018 | 2000261318 | 128.1 |  | 1500 | 1800 | 5 | 3 | 21% | NA | 378 | Open Cut | Road | 1309077 | 10221 | 445086 | 1754163 | 40% | 701665 | 2455828 | 515723.88 | 1940104.12
Upgrade | 5.018 | 2000682349 | 79.1 |  | 1600 | 1800 | 5 | 1 | 0% | NA | 378 | Open Cut | Road | 813159 | 10282 | 276474 | 1089634 | 40% | 435853 | 1525487 | 0 | 1525487
Upgrade | 5.004 | 2000174187 | 16 |  | 900 | 1800 | 4 | 1 | 0% | NA | 378 | Open Cut | Road | 173740 | 10838 | 59072 | 232812 | 40% | 93125 | 325937 | 0 | 325937
Upgrade | 5.004 | 2000083467 | 88.6 |  | 900 | 1800 | 4 | 2 | 0% | NA | 378 | Open Cut | Road | 917001 | 10347 | 311781 | 1228782 | 40% | 491513 | 1720295 | 0 | 1720295
Upgrade | 5.004 | 2000937601 | 32.3 |  | 900 | 1800 | 4 | 1 | 0% | NA | 378 | Open Cut | Road | 348050 | 10788 | 118337 | 466387 | 40% | 186555 | 652941 | 0 | 652941
Upgrade | 5.004 | 2000485570 | 83.1 |  | 1500 | 1800 | 5 | 3 | 21% | NA | 378 | Open Cut | Road | 850763 | 10242 | 289259 | 1140022 | 40% | 456009 | 1596031 | 335166.51 | 1260864.49
Upgrade | 5.003 | 2000542364 | 39.5 |  | 1500 | 1800 | 5 | 2 | 0% | NA | 378 | Open Cut | Road | 420684 | 10642 | 143033 | 563716 | 40% | 225487 | 789203 | 0 | 789203
Upgrade | 5.003 | 2000591589 | 69.2 |  | 1500 | 1800 | 5 | 2 | 0% | NA | 378 | Open Cut | Road | 708171 | 10228 | 240778 | 948950 | 40% | 379580 | 1328530 | 0 | 1328530
Upgrade | 5.003 | 2000779415 | 122.3 |  | 1350 | 1800 | 5 | 1 | 0% | NA | 378 | Open Cut | Road | 1264790 | 10340 | 430029 | 1694818 | 40% | 677927 | 2372746 | 0 | 2372746
Upgrade | 5.009 | 2000084927 | 78 |  | 750 | 1125 |  |  | 2.7% | NA | 378 | Open Cut | Road | 546903 | 7014 | 185947 | 732850 | 40% | 293140 | 1025990 | 27701.73 | 998288.27
Upgrade | 5.009 | 2000103774 | 108 |  | 750 | 1125 | 5 | 2 | 0% | NA | 378 | Open Cut | Road | 763986 | 7071 | 259755 | 1023742 | 40% | 409497 | 1433238 | 0 | 1433238
Upgrade | 5.007 | 2000596437 | 35.6 |  | 600 | 1125 |  |  | 2.7% | NA | 378 | Open Cut | Road | 257578 | 7228 | 87577 | 345155 | 40% | 138062 | 483217 | 13046.859 | 470170.141
Upgrade | 5.007 | 2000014982 | 36 |  | 300 | 1125 |  |  | 2.7% | NA | 378 | Open Cut | Road | 258340 | 7179 | 87836 | 346175 | 40% | 138470 | 484645 | 13085.415 | 471559.585
Upgrade | 5.007 | 2000648493 | 12.1 |  | 300 | 1125 |  |  | 2.7% | NA | 378 | Open Cut | Road | 115290 | 9518 | 39198 | 154488 | 40% | 61795 | 216283 | 5839.641 | 210443.359
Upgrade | 5.006 | 2000174969 | 9.8 |  | 300 | 1050 |  |  | 2.7% | NA | 378 | Open Cut | Road | 148112 | 15058 | 50358 | 198471 | 40% | 79388 | 277859 | 7502.193 | 270356.807
Upgrade | 5.006 | 2000678021 | 15 |  | 300 | 1050 |  |  | 2.7% | NA | 378 | Open Cut | Road | 142222 | 9488 | 48356 | 190578 | 40% | 76231 | 266809 | 7203.843 | 259605.157
Upgrade | 5.006 | 2000097501 | 33.3 |  | 300 | 1050 |  |  | 2.7% | NA | 378 | Open Cut | Road | 224666 | 6743 | 76387 | 301053 | 40% | 120421 | 421474 | 11379.798 | 410094.202
Upgrade | 5.006 | 2000756015 | 34.2 |  | 225 | 1050 |  |  | 2.7% | NA | 378 | Open Cut | Road | 249202 | 7280 | 84729 | 333931 | 40% | 133572 | 467503 | 12622.581 | 454880.419
Upgrade | 5.006 | 2000400336 | 44.9 |  | 225 | 1050 |  |  | 2.7% | NA | 378 | Open Cut | Road | 293533 | 6533 | 99801 | 393334 | 40% | 157334 | 550667 | 14868.009 | 535798.991
Upgrade | 5.006 | 2000218988 | 44.4 |  | 225 | 1050 |  |  | 2.7% | NA | 378 | Open Cut | Road | 292395 | 6590 | 99414 | 391809 | 40% | 156724 | 548533 | 14810.391 | 533722.609
Upgrade | 5.016 | 2000115925 | 1.8 |  | 675 | 825 | 5 | Not Surveyed | 11.66% | NA | 378 | Open Cut | Road | 51848 | 28552 | 17628 | 69476 | 40% | 27790 | 97266 | 11339.0757 | 85926.9243
Upgrade | 5.016 | 2000897643 | 3.3 |  | 675 | 825 | 5 | Not Surveyed | 11.66% | NA | 378 | Open Cut | Road | 54075 | 16501 | 18385 | 72460 | 40% | 28984 | 101444 | 11826.1386 | 89617.8614
Upgrade | 5.016 | 2000795610 | 30.1 |  | 675 | 825 | 4 | 1 | 0% | NA | 378 | Open Cut | Road | 153315 | 5088 | 52127 | 205442 | 40% | 82177 | 287619 | 0 | 287619
Upgrade | 5.014 | 2000088083 | 22.2 |  | 300 | 525 | 4 | Not Surveyed | 11.66% | NA | 378 | Open Cut | Road | 99099 | 4470 | 33694 | 132792 | 40% | 53117 | 185909 | 21672.8994 | 164236.1006
Upgrade | 5.014 | 2000257107 | 19.7 |  | 300 | 525 |  |  | 2.7% | NA | 378 | Open Cut | Road | 80566 | 4088 | 27393 | 107959 | 40% | 43184 | 151143 | 4080.861 | 147062.139
Upgrade | 5.015 | 2000520545 | 33.8 |  | 675 | 750 |  |  | 2.7% | NA | 378 | Open Cut | Road | 153799 | 4552 | 52291 | 206090 | 40% | 82436 | 288526 | 7790.202 | 280735.798
Upgrade | 5.015 | 3000102718 | 44.3 |  | 450 | 750 |  |  | 2.7% | NA | 378 | Open Cut | Road | 187523 | 4234 | 63758 | 251281 | 40% | 100512 | 351794 | 9498.438 | 342295.562
Upgrade | 5.015 | 2000234629 | 27.2 |  | 450 | 750 |  |  | 2.7% | NA | 378 | Open Cut | Road | 125376 | 4613 | 42628 | 168004 | 40% | 67202 | 235206 | 6350.562 | 228855.438
Upgrade | 5.017 | 2000627710 | 51.8 |  | 600 | 450 |  |  | 2.7% | NA | 378 | Open Cut | Road | 158927 | 3071 | 54035 | 212962 | 40% | 85185 | 298147 | 8049.969 | 290097.031
Upgrade | 5.017 | 2000584400 | 90.4 |  | 450 | 450 |  |  | 2.7% | NA | 378 | Open Cut | Road | 244809 | 2707 | 83235 | 328045 | 40% | 131218 | 459262 | 12400.074 | 446861.926
Upgrade | 5.008 | 2000489705 | 22.9 |  | 375 | 600 |  |  | 2.7% | NA | 378 | Open Cut | Road | 86591 | 3780 | 29441 | 116032 | 40% | 46413 | 162445 | 4386.015 | 158058.985
Upgrade | 5.008 | 2000811526 | 11.7 |  | 375 | 600 |  |  | 2.7% | NA | 378 | Open Cut | Road | 75002 | 6408 | 25501 | 100503 | 40% | 40201 | 140704 | 3799.008 | 136904.992
Upgrade | 5.008 | 2000445095 | 29.2 |  | 375 | 600 |  |  | 2.7% | NA | 378 | Open Cut | Road | 128944 | 4411 | 43841 | 172785 | 40% | 69114 | 241899 | 6531.273 | 235367.727
Upgrade | 5.008 | 2000680358 | 26.2 |  | 375 | 600 |  |  | 2.7% | NA | 378 | Open Cut | Road | 109413 | 4179 | 37200 | 146613 | 40% | 58645 | 205258 | 5541.966 | 199716.034
Upgrade | 5.008 | 2000704675 | 29.8 |  | 375 | 600 |  |  | 2.7% | NA | 378 | Open Cut | Road | 113176 | 3795 | 38480 | 151656 | 40% | 60662 | 212318 | 5732.586 | 206585.414
Upgrade | 5.008 | 2000300414 | 24.9 |  | 300 | 600 |  |  | 2.7% | NA | 378 | Open Cut | Road | 108117 | 4337 | 36760 | 144877 | 40% | 57951 | 202828 | 5476.356 | 197351.644
Extension | 5.001 |  |  | 259.9 |  | 900 |  |  | 0% | NA | 385 | Open Cut | Road | 1358003 | 5226 | 461721 | 1819724 | 40% | 727890 | 2547614 | 0 | 2547614
Upgrade | 5.012 | 2000069890 | 17.4 |  | 450 | 900 |  |  | 2.7% | NA | 378 | Open Cut | Road | 126564 | 7290 | 43032 | 169595 | 40% | 67838 | 237434 | 6410.718 | 231023.282
Upgrade | 5.011 | 2000370291 | 13.9 |  | 675 | 675 |  |  | 2.7% | NA | 378 | Open Cut | Road | 86138 | 6176 | 29287 | 115425 | 40% | 46170 | 161595 | 4363.065 | 157231.935
Upgrade | 5.011 | 2000143567 | 10.7 |  | 525 | 675 |  |  | 2.7% | NA | 378 | Open Cut | Road | 82207 | 7710 | 27951 | 110158 | 40% | 44063 | 154221 | 4163.967 | 150057.033
Upgrade | 5.011 | 2000428332 | 51.2 |  | 525 | 675 |  |  | 2.7% | NA | 378 | Open Cut | Road | 213964 | 4180 | 72748 | 286711 | 40% | 114685 | 401396 | 10837.692 | 390558.308
Upgrade | 5.011 | 2000391485 | 41.3 |  | 525 | 675 |  |  | 2.7% | NA | 378 | Open Cut | Road | 157781 | 3817 | 53646 | 211427 | 40% | 84571 | 295997 | 7991.919 | 288005.081
Upgrade | 5.01 | 2000879383 | 30 |  | 525 | 825 |  |  | 2.7% | NA | 378 | Open Cut | Road | 153039 | 5109 | 52033 | 205072 | 40% | 82029 | 287101 | 7751.727 | 279349.273
Upgrade | 5.01 | 2000315320 | 18.3 |  | 225 | 825 |  |  | 2.7% | NA | 378 | Open Cut | Road | 115852 | 6329 | 39390 | 155241 | 40% | 62097 | 217338 | 5868.126 | 211469.874
Upgrade | 5.01 | 2000596890 | 8.2 |  | 225 | 825 |  |  | 2.7% | NA | 378 | Open Cut | Road | 61618 | 7490 | 20950 | 82569 | 40% | 33027 | 115596 | 3121.092 | 112474.908
Upgrade | 7.004 | 2000003495 | 60.5 |  | 300 | 450 |  |  | 2.7% | NA | 363 | Open Cut | Road | 200979 | 3322 | 68333 | 269311 | 40% | 107725 | 377036 | 10179.972 | 366856.028
Upgrade | 7.004 | 2000859940 | 10.5 |  | 225 | 450 |  |  | 2.7% | NA | 363 | Open Cut | Road | 51878 | 4939 | 17638 | 69516 | 40% | 27806 | 97323 | 2627.721 | 94695.279
Upgrade | 7.004 | 2000129875 | 24 |  | 225 | 450 |  |  | 2.7% | NA | 363 | Open Cut | Road | 80932 | 3373 | 27517 | 108449 | 40% | 43380 | 151828 | 4099.356 | 147728.644
Upgrade | 7.003 | 2000801393 | 47 |  | 225 | 375 |  |  | 2.7% | NA | 368 | Open Cut | Road | 96874 | 2062 | 32937 | 129811 | 40% | 51924 | 181735 | 4906.845 | 176828.155
Upgrade | 7.003 | 2000931313 | 31 |  | 225 | 375 |  |  | 2.7% | NA | 368 | Open Cut | Road | 71810 | 2320 | 24415 | 96225 | 40% | 38490 | 134716 | 3637.332 | 131078.668
Upgrade | 7.005 | 2000794106 | 62.5 |  | 225 | 450 |  |  | 2.7% | NA | 375 | Open Cut | Road | 202408 | 3238 | 68819 | 271227 | 40% | 108491 | 379718 | 10252.386 | 369465.614
Upgrade | 7.002 | 2000065222 | 88.4 |  | 1200 | 1500 | 5 | 3 | 21% | GINW - Stage 3 | 375 | Open Cut | Road | 744312 | 8419 | 253066 | 997378 | 40% | 398951 | 1396329 | 293229.09 | 1103099.91
Upgrade | 8.015 | 2000847657 |  |  | 525 | 1200 | 4 | 5 | 70% | NA | 368 | Open Cut | Road | 49042 | -49042 | 16674 | 65717 | 40% | 26287 | 92003 | 64402.1 | 27600.9
Upgrade | 8.014 | 2000916712 | 38.5 |  | 525 | 1200 |  |  | 2.7% | NA | 368 | Open Cut | Road | 292550 | 7602 | 99467 | 392017 | 40% | 156807 | 548823 | 14818.221 | 534004.779
Upgrade | 8.014 | 2000596072 |  |  | 525 | 1200 |  |  | 2.7% | NA | 368 | Open Cut | Road | 10042 | -10042 | 3414 | 13457 | 40% | 5383 | 18839 | 508.653 | 18330.347
Upgrade | 8.014 | 2000461036 | 48.1 |  | 525 | 1200 |  |  | 2.7% | NA | 368 | Open Cut | Road | 360695 | 7494 | 122636 | 483332 | 40% | 193333 | 676664 | 18269.928 | 658394.072
Upgrade | 8.014 | 2000139296 | 37 |  | 525 | 1200 |  |  | 2.7% | NA | 368 | Open Cut | Road | 289145 | 7806 | 98309 | 387454 | 40% | 154981 | 542435 | 14645.745 | 527789.255
Upgrade | 8.013 | 2000589306 | 20.1 |  | 450 | 1125 |  |  | 2.7% | NA | 368 | Open Cut | Road | 178220 | 8855 | 60595 | 238815 | 40% | 95526 | 334341 | 9027.207 | 325313.793
Upgrade | 8.013 | 2000106312 | 4.9 |  | 450 | 1125 |  |  | 2.7% | NA | 368 | Open Cut | Road | 76721 | 15774 | 26085 | 102806 | 40% | 41122 | 143928 | 3886.056 | 140041.944
Upgrade | 8.013 | 2000613177 | 4.5 |  | 450 | 1125 |  |  | 2.7% | NA | 368 | Open Cut | Road | 75927 | 16867 | 25815 | 101742 | 40% | 40697 | 142439 | 3845.853 | 138593.147
Upgrade | 8.013 | 2000731996 | 18.4 |  | 450 | 1125 |  |  | 2.7% | NA | 368 | Open Cut | Road | 190689 | 10380 | 64834 | 255524 | 40% | 102209 | 357733 | 9658.791 | 348074.209
Upgrade | 8.013 | 2000687142 | 11.9 |  | 450 | 1125 |  |  | 2.7% | NA | 368 | Open Cut | Road | 153812 | 12931 | 52296 | 206108 | 40% | 82443 | 288551 | 7790.877 | 280760.123
Upgrade | 8.022 | 2000869006 | 59.3 |  | 375 | 825 | 4 | 3 | 21% | NA | 368 | Open Cut | Road | 280124 | 4723 | 95242 | 375366 | 40% | 150146 | 525512 | 110357.52 | 415154.48
Upgrade | 8.01 | 2000478148 | 52.8 |  | 375 | 750 | 4 | 1 | 0% | NA | 368 | Open Cut | Road | 243073 | 4600 | 82645 | 325718 | 40% | 130287 | 456005 | 0 | 456005
Upgrade | 8.01 | 3000022410 | 2.8 |  | 450 | 750 |  |  | 2.7% | NA | 368 | Open Cut | Road | 53290 | 19355 | 18119 | 71409 | 40% | 28564 | 99973 | 2699.271 | 97273.729
Upgrade | 8.01 | 3000022411 | 14.7 |  | 450 | 750 |  |  | 2.7% | NA | 368 | Open Cut | Road | 88953 | 6057 | 30244 | 119197 | 40% | 47679 | 166876 | 4505.652 | 162370.348
Upgrade | 8.01 | 3000022409 | 14.2 |  | 450 | 750 |  |  | 2.7% | NA | 368 | Open Cut | Road | 88311 | 6213 | 30026 | 118337 | 40% | 47335 | 165672 | 4473.144 | 161198.856
Upgrade | 8.01 | 2000469467 | 20.9 |  | 300 | 750 |  |  | 2.7% | NA | 368 | Open Cut | Road | 116783 | 5599 | 39706 | 156489 | 40% | 62596 | 219085 | 5915.295 | 213169.705
Upgrade | 8.009 | 2000232348 | 15 |  | 300 | 600 |  |  | 2.7% | NA | 368 | Open Cut | Road | 78379 | 5236 | 26649 | 105028 | 40% | 42011 | 147039 | 3970.053 | 143068.947
Upgrade | 8.009 | 2000060161 | 26.5 |  | 300 | 600 |  |  | 2.7% | NA | 368 | Open Cut | Road | 109758 | 4139 | 37318 | 147075 | 40% | 58830 | 205905 | 5559.435 | 200345.565
Upgrade | 8.009 | 2000565380 | 6.3 |  | 300 | 600 |  |  | 2.7% | NA | 368 | Open Cut | Road | 66363 | 10521 | 22563 | 88926 | 40% | 35570 | 124496 | 3361.392 | 121134.608
Upgrade | 8.009 | 2000046650 | 36 |  | 450 | 600 | 4 | 2 | 0% | NA | 368 | Open Cut | Road | 155422 | 4313 | 52843 | 208265 | 40% | 83306 | 291571 | 0 | 291571
Upgrade | 8.008 | 2000809929 | 9.1 |  | 300 | 600 |  |  | 2.7% | NA | 368 | Open Cut | Road | 52827 | 5832 | 17961 | 70789 | 40% | 28315 | 99104 | 2675.808 | 96428.192
Upgrade | 8.008 | 2000367801 | 31.4 |  | 300 | 600 |  |  | 2.7% | NA | 368 | Open Cut | Road | 114799 | 3657 | 39032 | 153830 | 40% | 61532 | 215362 | 5814.774 | 209547.226
Upgrade | 8.008 | 2000589600 | 19 |  | 300 | 600 | 4 | 4 | 70% | NA | 368 | Open Cut | Road | 82575 | 4340 | 28075 | 110650 | 40% | 44260 | 154911 | 108437.7 | 46473.3
Upgrade | 8.007 | 2000147440 | 28.7 |  | 225 | 450 |  |  | 2.7% | NA | 368 | Open Cut | Road | 84306 | 2934 | 28664 | 112971 | 40% | 45188 | 158159 | 4270.293 | 153888.707
Upgrade | 8.007 | 2000514504 | 36.5 |  | 225 | 450 |  |  | 2.7% | NA | 368 | Open Cut | Road | 109287 | 2994 | 37158 | 146445 | 40% | 58578 | 205023 | 5535.621 | 199487.379
Extension | 8.001 |  |  | 152.3 |  | 450 |  |  | 0% | NA | 368 | Open Cut | Road | 405363 | 2661 | 137823 | 543186 | 40% | 217274 | 760460 | 0 | 760460
Upgrade | 8.012 | 2000103100 | 64.7 |  | 300 | 825 |  |  | 2.7% | NA | 368 | Open Cut | Road | 307698 | 4759 | 104617 | 412315 | 40% | 164926 | 577241 | 15585.507 | 561655.493
Upgrade | 8.011 | 2000113347 | 14.3 |  | 300 | 675 |  |  | 2.7% | NA | 368 | Open Cut | Road | 86580 | 6048 | 29437 | 116017 | 40% | 46407 | 162424 | 4385.448 | 158038.552
Upgrade | 8.011 | 3000032366 | 15.7 |  | 300 | 675 |  |  | 2.7% | NA | 368 | Open Cut | Road | 111593 | 7124 | 37942 | 149535 | 40% | 59814 | 209349 | 5652.423 | 203696.577
Upgrade | 8.011 | 3000032367 | 40.3 |  | 225 | 675 |  |  | 2.7% | NA | 368 | Open Cut | Road | 179965 | 4464 | 61188 | 241154 | 40% | 96461 | 337615 | 9115.605 | 328499.395
Upgrade | 8.02 | 2000347154 | 47.9 |  | 600 | 975 | 4 | 2 | 0% | GINW - Stage 3 | 368 | Open Cut | Road | 292052 | 6093 | 99298 | 391349 | 40% | 156540 | 547889 | 0 | 547889
Upgrade | 8.02 | 2000428279 | 34.3 |  | 600 | 975 | 4 | 3 | 21% | GINW - Stage 3 | 368 | Open Cut | Road | 221456 | 6449 | 75295 | 296751 | 40% | 118700 | 415451 | 87244.71 | 328206.29
Upgrade | 8.021 | 2000762208 | 32.8 |  | 225 | 525 |  |  | 2.7% | GINW - Stage 3 | 368 | Open Cut | Road | 111400 | 3400 | 37876 | 149276 | 40% | 59710 | 208986 | 5642.622 | 203343.378
Upgrade | 8.026 | 2000644851 | 18.2 |  | 225 | 300 |  |  | 2.7% | GINW - Stage 3 | 375 | Open Cut | Road | 46162 | 2532 | 15695 | 61857 | 40% | 24743 | 86600 | 2338.2 | 84261.8
Upgrade | 8.019 | 2000496978 | 42.8 |  | 300 | 825 | 4 | Not Surveyed | 11.66% | GINW - Stage 3 | 368 | Open Cut | Road | 192008 | 4490 | 65283 | 257290 | 40% | 102916 | 360206 | 41992.0951 | 318213.9049
Upgrade | 8.019 | 2000540447 | 27.8 |  | 450 | 825 |  |  | 2.7% | GINW - Stage 3 | 368 | Open Cut | Road | 149813 | 5382 | 50936 | 200749 | 40% | 80300 | 281048 | 7588.296 | 273459.704
Upgrade | 8.018 | 2000145043 | 22.2 |  | 450 | 825 |  |  | 2.7% | GINW - Stage 3 | 368 | Open Cut | Road | 121775 | 5487 | 41404 | 163179 | 40% | 65271 | 228450 | 6168.15 | 222281.85
Upgrade | 8.018 | 2000932057 | 31.7 |  | 450 | 825 |  |  | 2.7% | GINW - Stage 3 | 368 | Open Cut | Road | 179122 | 5648 | 60901 | 240023 | 40% | 96009 | 336032 | 9072.864 | 326959.136
Upgrade | 8.018 | 2000743750 | 24.1 |  | 450 | 825 |  |  | 2.7% | GINW - Stage 3 | 368 | Open Cut | Road | 148011 | 6154 | 50324 | 198335 | 40% | 79334 | 277669 | 7497.063 | 270171.937
Upgrade | 8.017 | 2000072973 | 25.1 |  | 300 | 450 |  |  | 2.7% | NA | 368 | Open Cut | Road | 81731 | 3254 | 27788 | 109519 | 40% | 43808 | 153327 | 4139.829 | 149187.171
Upgrade | 8.017 | 2000249802 | 46.9 |  | 300 | 450 | 4 | 2 | 0% | NA | 368 | Open Cut | Road | 136123 | 2903 | 46282 | 182405 | 40% | 72962 | 255367 | 0 | 255367
Upgrade | 8.017 | 3000019648 | 6.5 |  | 300 | 450 |  |  | 2.7% | NA | 368 | Open Cut | Road | 49055 | 7498 | 16679 | 65734 | 40% | 26294 | 92028 | 2484.756 | 89543.244
Upgrade | 8.016 | 2000105254 | 67.4 |  | 300 | 675 | 4 | 2 | 0% | GINW - Stage 3 | 368 | Open Cut | Road | 272282 | 4038 | 92576 | 364858 | 40% | 145943 | 510801 | 0 | 510801
Upgrade | 8.016 | 2000822636 | 26.8 |  | 300 | 675 |  |  | 2.7% | NA | 368 | Open Cut | Road | 120996 | 4509 | 41139 | 162134 | 40% | 64854 | 226988 | 6128.676 | 220859.324
Upgrade | 8.016 | 2000857450 | 40.7 |  | 225 | 675 |  |  | 2.7% | NA | 368 | Open Cut | Road | 157049 | 3857 | 53397 | 210446 | 40% | 84178 | 294625 | 7954.875 | 286670.125
Extension | 8.003 |  |  | 77.1 |  | 525 |  |  | 0% | NA | 368 | Open Cut | Road | 243646 | 3161 | 82840 | 326485 | 40% | 130594 | 457079 | 0 | 457079
Upgrade | 8.025 | 2000870621 | 8.4 |  | 300 | 450 |  |  | 2.7% | NA | 368 | Open Cut | Road | 66755 | 7952 | 22697 | 89452 | 40% | 35781 | 125233 | 3381.291 | 121851.709
Upgrade | 8.025 | 2000682376 | 25.7 |  | 300 | 450 |  |  | 2.7% | NA | 368 | Open Cut | Road | 82125 | 3199 | 27923 | 110048 | 40% | 44019 | 154067 | 4159.809 | 149907.191
Upgrade | 8.024 | 2000892807 | 67.8 |  | 225 | 525 |  |  | 2.7% | NA | 368 | Open Cut | Road | 219195 | 3232 | 74526 | 293721 | 40% | 117488 | 411209 | 11102.643 | 400106.357
Extension | 8.002 |  |  | 31.2 |  | 300 |  |  | 0% | NA | 368 | Open Cut | Road | 67483 | 2162 | 22944 | 90427 | 40% | 36171 | 126597 | 0 | 126597
Upgrade | 7.001 | 2000095148 | 23.4 |  | 225 | 675 |  |  | 2.7% | NA | 375 | Open Cut | Road | 140242 | 6003 | 47682 | 187924 | 40% | 75170 | 263094 | 7103.538 | 255990.462
Upgrade | 7.001 | 2000805661 | 39.7 |  | 225 | 675 |  |  | 2.7% | NA | 375 | Open Cut | Road | 155842 | 3924 | 52986 | 208829 | 40% | 83531 | 292360 | 7893.72 | 284466.28
Upgrade | 7.001 | 2000740720 | 82.9 |  | 225 | 675 |  |  | 2.7% | NA | 375 | Open Cut | Road | 310247 | 3741 | 105484 | 415730 | 40% | 166292 | 582023 | 15714.621 | 566308.379
Upgrade | 9.009 | 2000460577 | 15.4 |  | 900 | 1275 | 4 | 3 | 21% | GINW - Stage 3 | 375 | Open Cut | Road | 110404 | 7182 | 37537 | 147942 | 40% | 59177 | 207119 | 43494.99 | 163624.01
Upgrade | 9.009 | 2000280103 | 29.1 |  | 750 | 1275 | 4 | 3 | 21% | GINW - Stage 3 | 375 | Open Cut | Road | 213122 | 7332 | 72462 | 285584 | 40% | 114234 | 399818 | 83961.78 | 315856.22
Upgrade | 9.009 | 2000660300 | 69.8 |  | 750 | 1275 |  |  | 2.7% | NA | 375 | Open Cut | Road | 472805 | 6775 | 160754 | 633559 | 40% | 253424 | 886983 | 23948.541 | 863034.459
Extension | 9.002 |  |  | 91.1 |  | 450 |  |  | 0% | GINW - Stage 3 | 368 | Open Cut | Road | 245296 | 2692 | 83401 | 328697 | 40% | 131479 | 460176 | 0 | 460176
Upgrade | 9.008 | 2000786343 | 88.7 |  | 450 | 900 |  |  | 2.7% | NA | 368 | Open Cut | Road | 474835 | 5352 | 161444 | 636279 | 40% | 254511 | 890790 | 24051.33 | 866738.67
Upgrade | 9.008 | 2000571213 | 50.5 |  | 450 | 900 |  |  | 2.7% | NA | 368 | Open Cut | Road | 296885 | 5876 | 100941 | 397826 | 40% | 159130 | 556957 | 15037.839 | 541919.161
Upgrade | 9.007 | 2000801151 | 29.3 |  | 450 | 900 |  |  | 2.7% | NA | 368 | Open Cut | Road | 169393 | 5784 | 57594 | 226986 | 40% | 90795 | 317781 | 8580.087 | 309200.913
Upgrade | 9.007 | 2000370934 | 12.2 |  | 450 | 900 |  |  | 2.7% | NA | 368 | Open Cut | Road | 95156 | 7800 | 32353 | 127509 | 40% | 51004 | 178513 | 4819.851 | 173693.149
Upgrade | 9.007 | 2000251568 | 46.2 |  | 450 | 900 |  |  | 2.7% | NA | 368 | Open Cut | Road | 243381 | 5265 | 82750 | 326131 | 40% | 130452 | 456583 | 12327.741 | 444255.259
Upgrade | 9.007 | 2000604516 | 5.5 |  | 225 | 900 |  |  | 2.7% | NA | 368 | Open Cut | Road | 61138 | 11134 | 20787 | 81925 | 40% | 32770 | 114696 | 3096.792 | 111599.208
Upgrade | 9.007 | 2000155248 | 10.2 |  | 225 | 900 |  |  | 2.7% | NA | 368 | Open Cut | Road | 115218 | 11271 | 39174 | 154391 | 40% | 61757 | 216148 | 5835.996 | 210312.004
Extension | 9.001 |  |  | 215.4 |  | 825 |  |  | 0% | NA | 368 | Open Cut | Road | 939998 | 4363 | 319599 | 1259597 | 40% | 503839 | 1763436 | 0 | 1763436
Upgrade | 9.02 | 3000015891 | 18.5 |  | 450 | 825 |  |  | 2.7% | NA | 368 | Open Cut | Road | 116132 | 6281 | 39485 | 155617 | 40% | 62247 | 217864 | 5882.328 | 211981.672
Upgrade | 9.02 | 2000351799 | 21.8 |  | 450 | 825 |  |  | 2.7% | NA | 368 | Open Cut | Road | 121152 | 5562 | 41192 | 162344 | 40% | 64938 | 227282 | 6136.614 | 221145.386
Upgrade | 9.02 | 2000835919 | 8.7 |  | 450 | 825 |  |  | 2.7% | NA | 368 | Open Cut | Road | 81768 | 9405 | 27801 | 109569 | 40% | 43827 | 153396 | 4141.692 | 149254.308
Upgrade | 9.018 | 2000811210 | 26.4 |  | 450 | 675 |  |  | 2.7% | NA | 368 | Open Cut | Road | 120453 | 4566 | 40954 | 161407 | 40% | 64563 | 225970 | 6101.19 | 219868.81
Upgrade | 9.018 | 2000776352 | 74.4 |  | 225 | 675 |  |  | 2.7% | NA | 368 | Open Cut | Road | 300054 | 4033 | 102018 | 402072 | 40% | 160829 | 562901 | 15198.327 | 547702.673
Upgrade | 9.018 | 2000692873 | 33 |  | 225 | 675 |  |  | 2.7% | NA | 368 | Open Cut | Road | 147766 | 4483 | 50240 | 198006 | 40% | 79202 | 277209 | 7484.643 | 269724.357
Upgrade | 9.019 | 2000825924 | 37.8 |  | 225 | 525 |  |  | 2.7% | NA | 368 | Open Cut | Road | 115819 | 3062 | 39378 | 155197 | 40% | 62079 | 217276 | 5866.452 | 211409.548
Upgrade | 9.015 | 2000721088 | 62.3 |  | 450 | 825 |  |  | 2.7% | NA | 375 | Open Cut | Road | 327521 | 5257 | 111357 | 438878 | 40% | 175551 | 614429 | 16589.583 | 597839.417
Upgrade | 9.017 | 2000338955 | 21.2 |  | 300 | 600 |  |  | 2.7% | NA | 368 | Open Cut | Road | 84808 | 4003 | 28835 | 113643 | 40% | 45457 | 159100 | 4295.7 | 154804.3
Upgrade | 9.017 | 2000038937 | 22.6 |  | 300 | 600 |  |  | 2.7% | NA | 368 | Open Cut | Road | 86263 | 3818 | 29329 | 115592 | 40% | 46237 | 161829 | 4369.383 | 157459.617
Upgrade | 9.017 | 2000870410 | 20.1 |  | 300 | 600 |  |  | 2.7% | NA | 368 | Open Cut | Road | 83722 | 4158 | 28466 | 112188 | 40% | 44875 | 157063 | 4240.701 | 152822.299
Upgrade | 9.017 | 2000250726 | 54.3 |  | 300 | 600 | 4 | Not Surveyed | 11.66% | NA | 368 | Open Cut | Road | 195815 | 3603 | 66577 | 262392 | 40% | 104957 | 367349 | 42824.8117 | 324524.1883
Upgrade | 9.014 | 2000514771 | 13.7 |  | 450 | 750 |  |  | 2.7% | NA | 375 | Open Cut | Road | 87580 | 6404 | 29777 | 117358 | 40% | 46943 | 164301 | 4436.127 | 159864.873
Upgrade | 9.014 | 3000007134 | 72.3 |  | 450 | 750 |  |  | 2.7% | NA | 375 | Open Cut | Road | 308476 | 4264 | 104882 | 413357 | 40% | 165343 | 578700 | 15624.9 | 563075.1
Upgrade | 9.014 | 3000007133 | 20.4 |  | 450 | 750 |  |  | 2.7% | NA | 375 | Open Cut | Road | 116094 | 5704 | 39472 | 155566 | 40% | 62226 | 217792 | 5880.384 | 211911.616
Upgrade | 9.013 | 2000621128 | 62.9 |  | 225 | 525 |  |  | 2.7% | NA | 375 | Open Cut | Road | 195501 | 3106 | 66470 | 261971 | 40% | 104788 | 366759 | 9902.493 | 356856.507
Upgrade | 9.013 | 3000098016 | 3.3 |  | 225 | 525 |  |  | 2.7% | NA | 375 | Open Cut | Road | 63146 | 19409 | 21470 | 84615 | 40% | 33846 | 118462 | 3198.474 | 115263.526
Extension | 9.006 |  |  | 40.6 |  | 375 |  |  | 0% | NA | 375 | Open Cut | Road | 93359 | 2297 | 31742 | 125102 | 40% | 50041 | 175142 | 0 | 175142
Upgrade | 10.021 | 2000718892 | 19.8 |  | 375 | 375 |  |  | 2.7% | NA | 376 | Open Cut | Road | 78893 | 3986 | 26823 | 105716 | 40% | 42286 | 148002 | 3996.054 | 144005.946
Upgrade | 10.021 | 2000423931 | 20.2 |  | 300 | 375 |  |  | 2.7% | NA | 376 | Open Cut | Road | 65884 | 3254 | 22400 | 88284 | 40% | 35314 | 123598 | 3337.146 | 120260.854
Upgrade | 10.021 | 2000728280 | 29.2 |  | 300 | 375 |  |  | 2.7% | NA | 376 | Open Cut | Road | 70849 | 2425 | 24089 | 94938 | 40% | 37975 | 132913 | 3588.651 | 129324.349
Upgrade | 10.021 | 2000121653 | 37.6 |  | 225 | 375 |  |  | 2.7% | NA | 376 | Open Cut | Road | 91654 | 2440 | 31162 | 122816 | 40% | 49127 | 171943 | 4642.461 | 167300.539
Upgrade | 10.014 | 2000728242 | 71.6 |  | 900 | 1350 | 5 | 2 | 0% | GINW - Stage 1 | 376 | Open Cut | Road | 563135 | 7863 | 181611 | 715760 | 40% | 286304 | 1002064 | 0 | 1002064
Upgrade | 10.014 | 2000430954 | 65.4 |  | 900 | 1350 | 4 | 3 | 21% | GINW - Stage 1 | 376 | Open Cut | Road | 488745 | 7469 | 168217 | 662973 | 40% | 265189 | 928163 | 194914.23 | 733248.77
Upgrade | 10.014 | 2000063818 | 20.5 |  | 900 | 1350 |  |  | 2.7% | GINW - Stage 1 | 376 | Open Cut | Road | 176612 | 8634 | 58370 | 230046 | 40% | 92018 | 322065 | 8695.755 | 313369.245
Upgrade | 10.014 | 2000849575 | 48.2 |  | 900 | 1350 |  |  | 2.7% | GINW - Stage 1 | 376 | Open Cut | Road | 347106 | 7197 | 122453 | 482607 | 40% | 193043 | 675650 | 18242.55 | 657407.45
Upgrade | 10.013 | 2000106970 | 78.4 |  | 900 | 1125 | 5 | 2 | 0% | GINW - Stage 1 | 376 | Open Cut | Road | 436455 | 5565 | 186283 | 734174 | 40% | 293670 | 1027843 | 0 | 1027843
Upgrade | 10.013 | 2000518892 | 72.3 |  | 900 | 1125 |  |  | 2.7% | GINW - Stage 1 | 376 | Open Cut | Road | 425923 | 5894 | 173984 | 685700 | 40% | 274280 | 959980 | 25919.46 | 934060.54
Upgrade | 10.012 | 2000253961 | 57.1 |  | 900 | 1050 |  |  | 2.7% | GINW - Stage 1 | 377 | Open Cut | Road | 297360 | 5208 | 136594 | 538342 | 40% | 215337 | 753679 | 20349.333 | 733329.667
Upgrade | 10.012 | 2000449148 | 76.2 |  | 900 | 1050 |  |  | 2.7% | GINW - Stage 1 | 377 | Open Cut | Road | 365738 | 4800 | 172872 | 681318 | 40% | 272527 | 953845 | 25753.815 | 928091.185
Upgrade | 10.011 | 2000126267 | 78.5 |  | 750 | 825 | 4 | 2 | 0% | GINW - Stage 1 | 377 | Open Cut | Road | 325402 | 4143 | 125030 | 492766 | 40% | 197107 | 689873 | 0 | 689873
Upgrade | 10.011 | 2000296973 | 76.2 |  | 300 | 825 |  |  | 2.7% | GINW - Stage 1 | 377 | Open Cut | Road | 326590 | 4284 | 125188 | 493389 | 40% | 197355 | 690744 | 18650.088 | 672093.912
Upgrade | 10.028 | 2000387036 | 14.6 |  | 300 | 450 |  |  | 2.7% | GINW - Stage 1 | 377 | Open Cut | Road | 46644 | 3193 | 25242 | 99483 | 40% | 39793 | 139277 | 3760.479 | 135516.521
Extension | 10.026 | 0 |  | 119.3 |  | 450 |  |  | 0% | GINW - Stage 1 | 377 | Open Cut | Road | 251743 | 2111 | 110011 | 433574 | 40% | 173429 | 607003 | 0 | 607003
Upgrade | 10.031 | 2000009049 | 76.8 |  | 525 | 900 |  |  | 2.7% | GINW - Stage 6 | 376 | Open Cut | Road | 409384 | 5328 | 139190 | 548574 | 40% | 219430 | 768004 | 20736.108 | 747267.892
Upgrade | 10.03 | 2000952733 | 59.1 |  | 525 | 750 |  |  | 2.7% | GINW - Stage 6 | 376 | Open Cut | Road | 271005 | 4587 | 92142 | 363146 | 40% | 145259 | 508405 | 13726.935 | 494678.065
Extension | 10.009 |  |  | 222.9 |  | 525 |  |  | 0% | GINW - Stage 8 | 376 | Open Cut | Road | 644413 | 2891 | 219100 | 863513 | 40% | 345405 | 1208918 | 0 | 1208918
Upgrade | 10.029 | 2000367810 | 73.3 |  | 300 | 600 |  |  | 2.7% | GINW - Stage 6 | 376 | Open Cut | Road | 254326 | 3468 | 86471 | 340797 | 40% | 136319 | 477115 | 12882.105 | 464232.895
Extension | 10.008 |  |  | 89.6 |  | 525 |  |  | 0% | GINW - Stage 8 | 376 | Open Cut | Road | 257639 | 2876 | 87597 | 345237 | 40% | 138095 | 483332 | 0 | 483332
Upgrade | 10.01 | 2000531042 | 63.2 |  | 525 | 900 |  |  | 2.7% | GINW - Stage 4 | 377 | Open Cut | Road | 364430 | 5764 | 123906 | 488336 | 40% | 195335 | 683671 | 18459.117 | 665211.883
Extension | 10.006 |  |  | 139.4 |  | 525 |  |  | 0% | GINW - Stage 6 | 377 | Open Cut | Road | 397760 | 2853 | 135238 | 532999 | 40% | 213199 | 746198 | 0 | 746198
Upgrade | 10.017 | 2000552604 | 33.9 |  | 525 | 825 |  |  | 2.7% | GINW - Stage 4 | 377 | Open Cut | Road | 159026 | 4694 | 54069 | 213095 | 40% | 85238 | 298333 | 8054.991 | 290278.009
Upgrade | 10.02 | 2000952333 | 30.4 |  | 375 | 675 |  |  | 2.7% | GINW - Stage 4 | 377 | Open Cut | Road | 125264 | 4120 | 42590 | 167854 | 40% | 67142 | 234996 | 6344.892 | 228651.108
Upgrade | 10.02 | 2000518317 | 81.2 |  | 375 | 675 | 4 | 3 | 21% | GINW - Stage 4 | 377 | Open Cut | Road | 308183 | 3796 | 104782 | 412965 | 40% | 165186 | 578150 | 121411.5 | 456738.5
Upgrade | 10.019 | 2000717733 | 90.6 |  | 300 | 675 |  |  | 2.7% | GINW - Stage 4 | 377 | Open Cut | Road | 338849 | 3741 | 115209 | 454058 | 40% | 181623 | 635681 | 17163.387 | 618517.613
Upgrade | 10.018 | 2000937313 | 91 |  | 225 | 600 |  |  | 2.7% | GINW - Stage 4 | 377 | Open Cut | Road | 292051 | 3209 | 99297 | 391348 | 40% | 156539 | 547888 | 14792.976 | 533095.024
Extension | 10.005 |  |  | 89.4 |  | 525 |  |  | 0% | GINW - Stage 4 | 377 | Open Cut | Road | 257423 | 2881 | 87524 | 344947 | 40% | 137979 | 482926 | 0 | 482926
Upgrade | 10.016 | 2000938325 | 77.8 |  | 525 | 675 |  |  | 2.7% | GINW - Stage 4 | 377 | Open Cut | Road | 304158 | 3908 | 103414 | 407571 | 40% | 163029 | 570600 | 15406.2 | 555193.8
Upgrade | 10.016 | 2000020658 | 87.3 |  | 375 | 675 |  |  | 2.7% | GINW - Stage 4 | 377 | Open Cut | Road | 358324 | 4105 | 121830 | 480154 | 40% | 192061 | 672215 | 18149.805 | 654065.195
Upgrade | 10.015 | 2000400353 | 60.9 |  | 375 | 600 |  |  | 2.7% | GINW - Stage 4 | 377 | Open Cut | Road | 222026 | 3646 | 75489 | 297515 | 40% | 119006 | 416520 | 11246.04 | 405273.96
Upgrade | 10.015 | 2000185458 | 44.7 |  | 300 | 600 |  |  | 2.7% | GINW - Stage 4 | 377 | Open Cut | Road | 147950 | 3314 | 50303 | 198253 | 40% | 79301 | 277554 | 7493.958 | 270060.042
Upgrade | 10.015 | 2000921512 | 2.6 |  | 300 | 600 |  |  | 2.7% | GINW - Stage 4 | 377 | Open Cut | Road | 46152 | 17726 | 15692 | 61844 | 40% | 24738 | 86581 | 2337.687 | 84243.313
Extension | 10.001 |  |  | 76.6 |  | 450 |  |  | 0% | GINW - Stage 4 | 377 | Open Cut | Road | 215531 | 2813 | 73281 | 288812 | 40% | 115525 | 404337 | 0 | 404337
Upgrade | 10.022 | 2000189333 | 50.2 |  | 600 | 750 | 4 | 3 | 21% | GINW - Stage 2 | 377 | Open Cut | Road | 192157 | 3824 | 81446 | 320991 | 40% | 128397 | 449388 | 94371.48 | 355016.52
Upgrade | 10.022 | 2000154465 | 49.3 |  | 600 | 750 |  |  | 2.7% | GINW - Stage 2 | 377 | Open Cut | Road | 172814 | 3502 | 72703 | 286537 | 40% | 114615 | 401151 | 10831.077 | 390319.923
Upgrade | 10.023 | 2000386593 | 55.2 |  | 225 | 750 |  |  | 2.7% | GINW - Stage 2 | 377 | Open Cut | Road | 216735 | 3929 | 83718 | 329948 | 40% | 131979 | 461927 | 12472.029 | 449454.971
Extension | 10.025 | 0 |  | 99.4 |  | 600 |  |  | 0% | GINW - Stage 2 | 377 | Open Cut | Road | 271646 | 2733 | 108859 | 429034 | 40% | 171614 | 600648 | 0 | 600648
Extension | 10.024 | 0 |  | 117 |  | 600 |  |  | 0% | GINW - Stage 2 | 377 | Open Cut | Road | 339499 | 2902 | 140081 | 552084 | 40% | 220834 | 772918 | 0 | 772918
Upgrade | 10.027 | 2000128251 | 56.9 |  | 225 | 300 |  |  | 2.7% | GINW - Stage 5 | 377 | Open Cut | Road | 127178 | 2234 | 43240 | 170418 | 40% | 68167 | 238585 | 6441.795 | 232143.205
Extension | 10.007 |  |  | 115 |  | 450 |  |  | 0% | NA | 377 | Open Cut | Road | 317492 | 2760 | 107947 | 425439 | 40% | 170176 | 595614 | 0 | 595614
Extension | 11.004 |  |  | 61.9 |  | 450 |  |  | 0% | PEPN - Phase 2 | 377 | Open Cut | Road | 201960 | 3264 | 68666 | 270626 | 40% | 108251 | 378877 | 0 | 378877
Extension | 11.005 |  |  | 120.7 |  | 525 |  |  | 0% | PEPN - Stage 7 | 385 | Open Cut | Road | 378316 | 3136 | 128627 | 506943 | 40% | 202777 | 709720 | 0 | 709720
Upgrade | B.007 | 2000496544 | 80.1 |  | 900 | 1800 | 4 | 2 | 0% | PEPN - Stage 7 | 385 | Open Cut | Road | 839504 | 10486 | 285431 | 1124935 | 40% | 449974 | 1574909 | 0 | 1574909
Upgrade | B.007 | 2000650272 | 12.6 |  | 1350 | 1800 |  |  | 2.7% | PEPN - Stage 7 | 385 | Open Cut | Road | 138133 | 10975 | 46965 | 185098 | 40% | 74039 | 259137 | 6996.699 | 252140.301
Upgrade | 11.027 | 2000496544 | 80.1 |  | 900 | 1650 | 4 | 2 | 0% | PEPN - Stage 7 | 385 | Open Cut | Road | 744999 | 9305 | 253300 | 998298 | 40% | 399319 | 1397617 | 0 | 1397617
Upgrade | 11.027 | 2000066206 | 6 |  | 900 | 1650 |  |  | 2.7% | PEPN - Stage 7 | 385 | Open Cut | Road | 66781 | 11178 | 22705 | 89486 | 40% | 35794 | 125280 | 3382.56 | 121897.44
Upgrade | 11.027 | 3000099268 | 70 |  | 900 | 1650 | 4 | 4 | 70% | PEPN - Stage 7 | 385 | Open Cut | Road | 642608 | 9186 | 218487 | 861095 | 40% | 344438 | 1205533 | 843873.1 | 361659.9
Upgrade | 11.027 | 2000540878 | 83.3 |  | 900 | 1650 |  |  | 2.7% | PEPN - Stage 7 | 385 | Open Cut | Road | 778611 | 9350 | 264728 | 1043339 | 40% | 417336 | 1460674 | 39438.198 | 1421235.802
Upgrade | 11.026 | 2000316710 | 82.8 |  | 675 | 1125 |  |  | 2.7% | PEPN - Stage 7 | 385 | Open Cut | Road | 580076 | 7009 | 197226 | 777302 | 40% | 310921 | 1088222 | 29381.994 | 1058840.006
Upgrade | 11.025 | 2000351489 | 81.7 |  | 675 | 1050 |  |  | 2.7% | PEPN - Stage 7 | 385 | Open Cut | Road | 542342 | 6635 | 184396 | 726738 | 40% | 290695 | 1017434 | 27470.718 | 989963.282
Upgrade | 11.024 | 2000617233 | 85.1 |  | 675 | 975 |  |  | 2.7% | PEPN - Stage 7 | 385 | Open Cut | Road | 513143 | 6030 | 174469 | 687611 | 40% | 275045 | 962656 | 25991.712 | 936664.288
Upgrade | 11.023 | 2000895911 | 71 |  | 375 | 750 |  |  | 2.7% | PEPN - Stage 7 | 385 | Open Cut | Road | 306600 | 4320 | 104244 | 410844 | 40% | 164337 | 575181 | 15529.887 | 559651.113
Upgrade | 11.022 | 2000969508 | 105.7 |  | 375 | 825 |  |  | 2.7% | PEPN - Phase 2 | 377 | Open Cut | Road | 514817 | 4872 | 175038 | 689855 | 40% | 275942 | 965798 | 26076.546 | 939721.454
Upgrade | 11.021 | 2000870642 | 90.1 |  | 225 | 600 |  |  | 2.7% | PEPN - Phase 2 | 377 | Open Cut | Road | 291132 | 3230 | 98985 | 390117 | 40% | 156047 | 546164 | 14746.428 | 531417.572
Extension | 11.006 |  |  | 66.5 |  | 375 |  |  | 0% | PEPN - Stage 7 | 385 | Open Cut | Road | 156751 | 2356 | 53295 | 210047 | 40% | 84019 | 294065 | 0 | 294065
Upgrade | 11.02 | 2000878153 | 43.6 |  | 825 | 1350 |  |  | 2.7% | PEPN - Phase 2 | 377 | Open Cut | Road | 324957 | 7453 | 110485 | 435442 | 40% | 174177 | 609619 | 16459.713 | 593159.287
Upgrade | 11.02 | 3000137809 | 23.9 |  | 825 | 1350 |  |  | 2.7% | PEPN - Phase 2 | 377 | Open Cut | Road | 181058 | 7567 | 61560 | 242617 | 40% | 97047 | 339664 | 9170.928 | 330493.072
Upgrade | 11.02 | 2000136909 | 29.8 |  | 825 | 1350 |  |  | 2.7% | PEPN - Phase 2 | 377 | Open Cut | Road | 219738 | 7362 | 74711 | 294449 | 40% | 117779 | 412228 | 11130.156 | 401097.844
Upgrade | 11.02 | 2000589094 | 13 |  | 825 | 1350 |  |  | 2.7% | PEPN - Phase 2 | 377 | Open Cut | Road | 106160 | 8167 | 36094 | 142255 | 40% | 56902 | 199157 | 5377.239 | 193779.761
Extension | 11.007 |  |  | 79.9 |  | 525 |  |  | 0% | PEPN - Phase 2 | 377 | Open Cut | Road | 249202 | 3118 | 84729 | 333931 | 40% | 133572 | 467504 | 0 | 467504
Upgrade | 11.019 | 2000129299 | 80.6 |  | 825 | 1275 |  |  | 2.7% | PEPN - Phase 2 | 377 | Open Cut | Road | 545416 | 6771 | 185442 | 730858 | 40% | 292343 | 1023201 | 27626.427 | 995574.573
Upgrade | 11.019 | 2000072076 | 41.5 |  | 825 | 1275 |  |  | 2.7% | PEPN - Phase 2 | 377 | Open Cut | Road | 289943 | 6987 | 98581 | 388524 | 40% | 155409 | 543933 | 14686.191 | 529246.809
Upgrade | 11.031 | 2000211493 | 9.5 |  | 225 | 375 |  |  | 2.7% | NA | 377 | Open Cut | Road | 43749 | 4604 | 14875 | 58623 | 40% | 23449 | 82073 | 2215.971 | 79857.029
Upgrade | 11.031 | 2000266974 | 55.7 |  | 225 | 375 |  |  | 2.7% | NA | 377 | Open Cut | Road | 134565 | 2416 | 45752 | 180317 | 40% | 72127 | 252443 | 6815.961 | 245627.039
Upgrade | 11.031 | 2000575645 | 31 |  | 225 | 375 |  |  | 2.7% | NA | 377 | Open Cut | Road | 71860 | 2315 | 24433 | 96293 | 40% | 38517 | 134810 | 3639.87 | 131170.13
Upgrade | 11.018 | 2000251787 | 57 |  | 825 | 1275 |  |  | 2.7% | PEPN - Phase 2 | 377 | Open Cut | Road | 395181 | 6928 | 134361 | 529542 | 40% | 211817 | 741359 | 20016.693 | 721342.307
Upgrade | 11.017 | 2000225664 | 70.1 |  | 825 | 1200 |  |  | 2.7% | PEPN - Phase 2 | 377 | Open Cut | Road | 540515 | 7714 | 183775 | 724290 | 40% | 289716 | 1014006 | 27378.162 | 986627.838
Extension | 11.008 |  |  | 77.1 |  | 375 |  |  | 0% | PEPN - Phase 2 | 377 | Open Cut | Road | 175855 | 2281 | 59791 | 235646 | 40% | 94259 | 329905 | 0 | 329905
Upgrade | 11.016 | 2000036366 | 66.2 |  | 750 | 1200 | 4 | 2 | 0% | PEPN - Phase 2 | 377 | Open Cut | Road | 508774 | 7682 | 172983 | 681757 | 40% | 272703 | 954459 | 0 | 954459
Upgrade | 11.016 | 2000141927 | 31.7 |  | 750 | 1200 |  |  | 2.7% | PEPN - Phase 2 | 377 | Open Cut | Road | 253761 | 8015 | 86279 | 340039 | 40% | 136016 | 476055 | 12853.485 | 463201.515
Upgrade | 11.015 | 3000021733 | 15.8 |  | 900 | 1200 |  |  | 2.7% | PEPN - Phase 2 | 377 | Open Cut | Road | 148283 | 9380 | 50416 | 198700 | 40% | 79480 | 278180 | 7510.86 | 270669.14
Upgrade | 11.015 | 3000021735 | 10.4 |  | 900 | 1200 |  |  | 2.7% | PEPN - Phase 2 | 377 | Open Cut | Road | 112816 | 10854 | 38358 | 151174 | 40% | 60469 | 211643 | 5714.361 | 205928.639
Upgrade | 11.015 | 2000405181 | 65.9 |  | 900 | 1200 | 5 | 3 | 21% | PEPN - Phase 2 | 377 | Open Cut | Road | 507890 | 7712 | 172683 | 680573 | 40% | 272229 | 952802 | 200088.42 | 752713.58
Upgrade | 11.014 | 2000676989 | 40.3 |  | 750 | 1050 |  |  | 2.7% | PEPN - Phase 2 | 377 | Open Cut | Road | 261497 | 6487 | 88909 | 350406 | 40% | 140162 | 490568 | 13245.336 | 477322.664
Upgrade | 11.014 | 2000850195 | 70 |  | 750 | 1050 |  |  | 2.7% | PEPN - Phase 2 | 377 | Open Cut | Road | 473274 | 6758 | 160913 | 634187 | 40% | 253675 | 887862 | 23972.274 | 863889.726
Upgrade | 11.013 | 2000760262 | 16.9 |  | 600 | 975 |  |  | 2.7% | PEPN - Phase 2 | 377 | Open Cut | Road | 143780 | 8493 | 48885 | 192665 | 40% | 77066 | 269730 | 7282.71 | 262447.29
Upgrade | 11.013 | 2000008121 | 49.9 |  | 600 | 975 |  |  | 2.7% | PEPN - Phase 2 | 377 | Open Cut | Road | 334752 | 6705 | 113816 | 448568 | 40% | 179427 | 627995 | 16955.865 | 611039.135
Upgrade | 11.013 | 2000635991 | 26.4 |  | 600 | 975 |  |  | 2.7% | PEPN - Phase 2 | 377 | Open Cut | Road | 183971 | 6979 | 62550 | 246521 | 40% | 98608 | 345129 | 9318.483 | 335810.517
Upgrade | 11.012 | 2000926339 | 42.9 |  | 600 | 825 |  |  | 2.7% | PEPN - Phase 2 | 377 | Open Cut | Road | 192253 | 4478 | 65366 | 257619 | 40% | 103048 | 360667 | 9738.009 | 350928.991
Upgrade | 11.012 | 2000584847 | 65 |  | 525 | 825 | 5 | 4 | 70% | PEPN - Phase 2 | 377 | Open Cut | Road | 308241 | 4742 | 104802 | 413043 | 40% | 165217 | 578260 | 404782 | 173478
Upgrade | 11.01 | 3000109664 | 22.4 |  | 600 | 525 |  |  | 2.7% | NA | 385 | Open Cut | Road | 82878 | 3707 | 28179 | 111057 | 40% | 44423 | 155479 | 4197.933 | 151281.067
Upgrade | 11.01 | 3000109663 | 5 |  | 450 | 525 | 5 | Not Surveyed | 11.66% | NA | 385 | Open Cut | Road | 48248 | 9745 | 16404 | 64652 | 40% | 25861 | 90513 | 10551.8245 | 79961.1755
Upgrade | 11.01 | 3000109662 | 30.1 |  | 450 | 525 |  |  | 2.7% | NA | 385 | Open Cut | Road | 109102 | 3621 | 37095 | 146197 | 40% | 58479 | 204676 | 5526.252 | 199149.748
Upgrade | 11.01 | 3000109661 | 22.6 |  | 300 | 525 |  |  | 2.7% | NA | 385 | Open Cut | Road | 83065 | 3681 | 28242 | 111307 | 40% | 44523 | 155830 | 4207.41 | 151622.59
Upgrade | 11.01 | 3000109660 | 35.7 |  | 225 | 525 |  |  | 2.7% | NA | 385 | Open Cut | Road | 130351 | 3651 | 44319 | 174670 | 40% | 69868 | 244538 | 6602.526 | 237935.474
Upgrade | 11.011 | 2000922511 | 87.1 |  | 225 | 675 |  |  | 2.7% | PEPN - Phase 2 | 377 | Open Cut | Road | 334638 | 3844 | 113777 | 448415 | 40% | 179366 | 627780 | 16950.06 | 610829.94
Extension | 11.003 |  |  | 92.8 |  | 525 |  |  | 0% | PEPN - Phase 2 | 377 | Open Cut | Road | 279844 | 3017 | 95147 | 374990 | 40% | 149996 | 524987 | 0 | 524987
Upgrade | 11.037 | 2000777385 | 51 |  | 375 | 450 |  |  | 2.7% | NA | 377 | Open Cut | Road | 174798 | 3425 | 59431 | 234229 | 40% | 93692 | 327920 | 8853.84 | 319066.16
Upgrade | 11.038 | 2000056987 | 44.9 |  | 375 | 450 |  |  | 2.7% | NA | 377 | Open Cut | Road | 134698 | 3001 | 45797 | 180495 | 40% | 72198 | 252694 | 6822.738 | 245871.262
Upgrade | 11.036 | 2000291419 | 43 |  | 300 | 300 | 4 | 1 | 0% | NA | 377 | Open Cut | Road | 88321 | 2055 | 30029 | 118350 | 40% | 47340 | 165690 | 0 | 165690
Upgrade | 11.035 | 2000103344 | 30.9 |  | 225 | 300 |  |  | 2.7% | NA | 377 | Open Cut | Road | 67358 | 2180 | 22902 | 90260 | 40% | 36104 | 126363 | 3411.801 | 122951.199
Upgrade | 11.035 | 2000888800 | 22.9 |  | 300 | 300 |  |  | 2.7% | NA | 377 | Open Cut | Road | 50917 | 2228 | 17312 | 68229 | 40% | 27292 | 95521 | 2579.067 | 92941.933
Upgrade | 11.028 | 2000268562 | 79.2 |  | 300 | 600 |  |  | 2.7% | NA | 377 | Open Cut | Road | 276741 | 3496 | 94092 | 370833 | 40% | 148333 | 519166 | 14017.482 | 505148.518
Upgrade | 11.028 | 2000253021 | 16.1 |  | 225 | 600 |  |  | 2.7% | NA | 377 | Open Cut | Road | 79588 | 4931 | 27060 | 106648 | 40% | 42659 | 149308 | 4031.316 | 145276.684
Upgrade | 11.033 | 2000125336 | 42.3 |  | 300 | 450 | 4 | 1 | 0% | NA | 377 | Open Cut | Road | 129802 | 3068 | 44133 | 173935 | 40% | 69574 | 243508 | 0 | 243508
Upgrade | 11.033 | 2000472711 | 33.5 |  | 375 | 450 |  |  | 2.7% | NA | 377 | Open Cut | Road | 107141 | 3199 | 36428 | 143569 | 40% | 57428 | 200996 | 5426.892 | 195569.108
Upgrade | 11.034 | 2000584120 | 47.6 |  | 375 | 450 |  |  | 2.7% | NA | 377 | Open Cut | Road | 136621 | 2871 | 46451 | 183072 | 40% | 73229 | 256301 | 6920.127 | 249380.873
Upgrade | 11.032 | 2000165689 | 23.8 |  | 525 | 375 | 5 | 1 | 0% | NA | 377 | Open Cut | Road | 67828 | 2855 | 23061 | 90889 | 40% | 36356 | 127245 | 0 | 127245
Upgrade | 11.032 | 2000569940 | 13.4 |  | 300 | 375 |  |  | 2.7% | NA | 377 | Open Cut | Road | 45929 | 3417 | 15616 | 61545 | 40% | 24618 | 86163 | 2326.401 | 83836.599
Upgrade | 11.032 | 2000134129 | 18.5 |  | 300 | 375 |  |  | 2.7% | NA | 377 | Open Cut | Road | 64900 | 3514 | 22066 | 86966 | 40% | 34786 | 121752 | 3287.304 | 118464.696
Extension | 12.001 |  |  | 111.9 |  | 600 |  |  | 0% | NA | 385 | Open Cut | Road | 387355 | 3461 | 131701 | 519055 | 40% | 207622 | 726677 | 0 | 726677
Upgrade | 12.018 | 2000684720 | 42.6 |  | 450 | 600 |  |  | 2.7% | NA | 377 | Open Cut | Road | 145862 | 3421 | 49593 | 195454 | 40% | 78182 | 273636 | 7388.172 | 266247.828
Upgrade | 12.018 | 2000488560 | 13.7 |  | 450 | 600 |  |  | 2.7% | NA | 377 | Open Cut | Road | 77031 | 5636 | 26191 | 103222 | 40% | 41289 | 144510 | 3901.77 | 140608.23
Upgrade | 12.018 | 2000684720 | 42.6 |  | 450 | 600 |  |  | 2.7% | NA | 377 | Open Cut | Road | 162242 | 3806 | 55162 | 217404 | 40% | 86961 | 304365 | 8217.855 | 296147.145
Upgrade | 12.018 | 2000759958 | 19 |  | 525 | 600 |  |  | 2.7% | NA | 377 | Open Cut | Road | 82585 | 4338 | 28079 | 110664 | 40% | 44265 | 154929 | 4183.083 | 150745.917
Upgrade | 12.017 | 2000506464 | 28 |  | 225 | 375 |  |  | 2.7% | NA | 377 | Open Cut | Road | 70176 | 2506 | 23860 | 94036 | 40% | 37614 | 131650 | 3554.55 | 128095.45
Upgrade | 12.016 | 2000251726 | 45.9 |  | 375 | 450 |  |  | 2.7% | NA | 377 | Open Cut | Road | 135393 | 2952 | 46034 | 181427 | 40% | 72571 | 253997 | 6857.919 | 247139.081
Upgrade | 12.014 | 2000565876 | 51 |  | 300 | 825 | 4 | 2 | 0% | NA | 377 | Open Cut | Road | 248075 | 4861 | 84346 | 332421 | 40% | 132968 | 465389 | 0 | 465389
Upgrade | 12.014 | 2000021304 | 47.6 |  | 225 | 825 |  |  | 2.7% | NA | 377 | Open Cut | Road | 218825 | 4596 | 74401 | 293226 | 40% | 117290 | 410516 | 11083.932 | 399432.068
Upgrade | 15.009 | 2000197771 | 37.4 |  | 1500 | 1650 | 4 | 2 | 0% | NA | 377 | Open Cut | Road | 354904 | 9499 | 120668 | 475572 | 40% | 190229 | 665801 | 0 | 665801
Upgrade | 15.009 | 2000832027 | 20 |  | 1200 | 1650 | 4 | 1 | 0% | NA | 377 | Open Cut | Road | 205154 | 10260 | 69752 | 274907 | 40% | 109963 | 384869 | 0 | 384869
Upgrade | 12.009 | 2000421685 | 21.1 |  | 1200 | 1650 | 4 | 2 | 0% | NA | 377 | Open Cut | Road | 666120 | 9489 | 226481 | 892601 | 40% | 357041 | 1249642 | 0 | 1249642
Upgrade | 12.008 | 2000421685 | 49.1 |  | 1200 | 1650 | 4 | 2 | 0% | NA | 377 | Open Cut | Road | 666120 | 9489 | 226481 | 892601 | 40% | 357041 | 1249642 | 0 | 1249642
Upgrade | 12.007 | 2000030578 | 86 |  | 1200 | 1650 | 5 | 3 | 21% | NA | 377 | Open Cut | Road | 810543 | 9425 | 275585 | 1086127 | 40% | 434451 | 1520578 | 319321.38 | 1201256.62
Upgrade | 12.006 | 2000834274 | 27.7 |  | 750 | 1275 |  |  | 2.7% | NA | 377 | Open Cut | Road | 209568 | 7576 | 71253 | 280821 | 40% | 112328 | 393149 | 10615.023 | 382533.977
Upgrade | 12.006 | 2000126657 | 41.1 |  | 750 | 1275 |  |  | 2.7% | NA | 377 | Open Cut | Road | 288892 | 7032 | 98223 | 387115 | 40% | 154846 | 541961 | 14632.947 | 527328.053
Upgrade | 12.006 | 2000510612 | 53.3 |  | 750 | 1275 | 4 | 3 | 21% | NA | 377 | Open Cut | Road | 362987 | 6812 | 123415 | 486402 | 40% | 194561 | 680963 | 143002.23 | 537960.77
Upgrade | 15.004 | 2000757638 | 45 |  | 1500 | 1950 | 4 | 2 | 0% | NA | 377 | Open Cut | Road | 524266 | 11660 | 178251 | 702517 | 40% | 281007 | 983524 | 0 | 983524
Upgrade | 12.003 | 2000623492 | 128.2 |  | 1500 | 1950 | 5 | 2 | 0% | NA | 377 | Open Cut | Road | 1465874 | 11438 | 498397 | 1964271 | 40% | 785709 | 2749980 | 0 | 2749980
Upgrade | 12.004 | 2000246846 | 35.1 |  | 375 | 450 | 4 | 2 | 0% | NA | 375 | Open Cut | Road | 108290 | 3084 | 36819 | 145109 | 40% | 58044 | 203153 | 0 | 203153
Upgrade | 12.013 | 2000413027 | 27.2 |  | 300 | 450 | 4 | 2 | 0% | NA | 375 | Open Cut | Road | 83226 | 3058 | 28297 | 111522 | 40% | 44609 | 156131 | 0 | 156131
Upgrade | 12.002 | 2000341756 | 81.7 |  | 1500 | 1950 | 5 | 1 | 0% | NA | 377 | Open Cut | Road | 941082 | 11518 | 319968 | 1261050 | 40% | 504420 | 1765469 | 0 | 1765469
Upgrade | 12.002 | 2000441032 | 16.9 |  | 1500 | 1950 | 5 | 2 | 0% | NA | 377 | Open Cut | Road | 204835 | 12114 | 69644 | 274480 | 40% | 109792 | 384271 | 0 | 384271
Upgrade | 12.002 | 2000377707 | 26.6 |  | 1500 | 1950 | 4 | 1 | 0% | NA | 377 | Open Cut | Road | 312662 | 11759 | 106305 | 418967 | 40% | 167587 | 586554 | 0 | 586554
Upgrade | 12.002 | 2000307972 | 14.5 |  | 1500 | 1950 | 4 | 1 | 0% | NA | 377 | Open Cut | Road | 172385 | 11862 | 58611 | 230996 | 40% | 92398 | 323395 | 0 | 323395
Upgrade | 12.005 | 2000012504 | 58.8 |  | 1500 | 1800 | 5 | 3 | 21% | NA | 385 | Open Cut | Road | 601116 | 10216 | 204379 | 805495 | 40% | 322198 | 1127693 | 236815.53 | 890877.47
Upgrade | 12.011 | 2000486966 | 24 |  | 750 | 675 |  |  | 2.7% | NA | 377 | Open Cut | Road | 140972 | 5880 | 47931 | 188903 | 40% | 75561 | 264464 | 7140.528 | 257323.472
Upgrade | 12.011 | 2000383049 | 20 |  | 750 | 675 |  |  | 2.7% | NA | 377 | Open Cut | Road | 116778 | 5839 | 39705 | 156483 | 40% | 62593 | 219076 | 5915.052 | 213160.948
Upgrade | 12.012 | 2000684406 | 36.1 |  | 525 | 450 |  |  | 2.7% | NA | 375 | Open Cut | Road | 108998 | 3019 | 37059 | 146058 | 40% | 58423 | 204481 | 5520.987 | 198960.013
Upgrade | 12.012 | 2000607041 | 23.4 |  | 525 | 450 | 4 | 3 | 21% | NA | 375 | Open Cut | Road | 80499 | 3442 | 27370 | 107868 | 40% | 43147 | 151016 | 31713.36 | 119302.64
Upgrade | 12.012 | 2000146113 | 35.5 |  | 450 | 450 | 4 | 2 | 0% | NA | 375 | Open Cut | Road | 108550 | 3060 | 36907 | 145457 | 40% | 58183 | 203640 | 0 | 203640
Upgrade | 12.012 | 2000192119 | 27 |  | 450 | 450 | 4 | 2 | 0% | NA | 375 | Open Cut | Road | 83089 | 3075 | 28250 | 111339 | 40% | 44536 | 155875 | 0 | 155875
Upgrade | 12.012 | 2000829871 | 69.7 |  | 450 | 450 | 4 | 3 | 21% | NA | 375 | Open Cut | Road | 191159 | 2743 | 64994 | 256154 | 40% | 102461 | 358615 | 75309.15 | 283305.85
Upgrade | 12.01 | 2000212272 | 9.4 |  | 525 | 450 | 4 | 1 | 0% | NA | 375 | Open Cut | Road | 51076 | 5446 | 17366 | 68442 | 40% | 27377 | 95819 | 0 | 95819
Upgrade | 12.01 | 2000152501 | 18 |  | 525 | 450 | 4 | 3 | 21% | NA | 375 | Open Cut | Road | 76671 | 4255 | 26068 | 102739 | 40% | 41096 | 143835 | 30205.35 | 113629.65
Upgrade | 12.01 | 2000141494 | 43.3 |  | 450 | 450 | 4 | 2 | 0% | NA | 375 | Open Cut | Road | 117192 | 2706 | 39845 | 157037 | 40% | 62815 | 219851 | 0 | 219851
Extension | 13.009 | 0 |  | 52 |  | 300 |  |  | 0% | GINW - Stage 1 | 377 | Open Cut | Road | 101998 | 1962 | 37071 | 146105 | 40% | 58442 | 204547 | 0 | 204547
Upgrade | 13.019 | 2000773539 | 34.2 |  | 225 | 375 |  |  | 2.7% | GINW - Stage 1 | 377 | Open Cut | Road | 68793 | 2014 | 30523 | 120296 | 40% | 48119 | 168415 | 4547.205 | 163867.795
Upgrade | 13.019 | 2000123703 | 19.6 |  | 225 | 375 |  |  | 2.7% | GINW - Stage 1 | 377 | Open Cut | Road | 62984 | 3210 | 22283 | 87820 | 40% | 35128 | 122948 | 3319.596 | 119628.404
Extension | 13.008 | 0 |  | 119.5 |  | 375 |  |  | 0% | GINW - Stage 1 | 377 | Open Cut | Road | 218144 | 1825 | 85452 | 336780 | 40% | 134712 | 471493 | 0 | 471493
Upgrade | 13.024 | 3000094340 | 10.5 |  | 375 | 750 |  |  | 2.7% | GINW - Stage 7 | 377 | Open Cut | Road | 83210 | 7953 | 28291 | 111502 | 40% | 44601 | 156102 | 4214.754 | 151887.246
Upgrade | 13.024 | 2000949306 | 92.6 |  | 375 | 750 |  |  | 2.7% | GINW - Stage 7 | 377 | Open Cut | Road | 374925 | 4048 | 127475 | 502400 | 40% | 200960 | 703359 | 18990.693 | 684368.307
Upgrade | 13.023 | 2000515700 | 55.8 |  | 300 | 600 |  |  | 2.7% | GINW - Stage 7 | 377 | Open Cut | Road | 197322 | 3536 | 67090 | 264412 | 40% | 105765 | 370177 | 9994.779 | 360182.221
Upgrade | 13.015 | 2000560867 | 20 |  | 300 | 825 |  |  | 2.7% | NA | 375 | Open Cut | Road | 118411 | 5925 | 40260 | 158671 | 40% | 63469 | 222140 | 5997.78 | 216142.22
Upgrade | 13.015 | 3000043178 | 23.4 |  | 225 | 825 |  |  | 2.7% | NA | 375 | Open Cut | Road | 123608 | 5284 | 42027 | 165635 | 40% | 66254 | 231889 | 6261.003 | 225627.997
Upgrade | 13.022 | 2000569877 | 35.2 |  | 300 | 750 |  |  | 2.7% | NA | 375 | Open Cut | Road | 249294 | 7086 | 84760 | 334054 | 40% | 133622 | 467676 | 12627.252 | 455048.748
Upgrade | 13.021 | 2000041321 | 37.8 |  | 225 | 675 |  |  | 2.7% | NA | 375 | Open Cut | Road | 153563 | 4062 | 52211 | 205774 | 40% | 82310 | 288084 | 7778.268 | 280305.732
Upgrade | 13.021 | 2000702984 | 44.8 |  | 225 | 675 |  |  | 2.7% | NA | 375 | Open Cut | Road | 181329 | 4050 | 61652 | 242981 | 40% | 97192 | 340173 | 9184.671 | 330988.329
Extension | 13.007 |  |  | 57.4 |  | 375 |  |  | 0% | NA | 375 | Open Cut | Road | 135502 | 2361 | 46071 | 181572 | 40% | 72629 | 254201 | 0 | 254201
Upgrade | 13.017 | 2000199190 | 44.8 |  | 600 | 1125 | 5 | 2 | 0% | GINW - Stage 2 | 377 | Open Cut | Road | 264706 | 5902 | 109864 | 432995 | 40% | 173198 | 606192 | 0 | 606192
Upgrade | 13.017 | 2000546593 | 55 |  | 600 | 1125 | 5 | 2 | 0% | GINW - Stage 2 | 377 | Open Cut | Road | 351806 | 6391 | 151276 | 596207 | 40% | 238483 | 834690 | 0 | 834690
Upgrade | 13.011 | 2000321440 | 40.4 |  | 600 | 1050 | 4 | 3 | 21% | GINW - Stage 2 | 377 | Open Cut | Road | 208661 | 5165 | 88970 | 350646 | 40% | 140259 | 490905 | 103090.05 | 387814.95
Upgrade | 13.011 | 2000091243 | 65.1 |  | 600 | 1050 | 4 | 3 | 21% | GINW - Stage 2 | 377 | Open Cut | Road | 329114 | 5057 | 149792 | 590358 | 40% | 236143 | 826501 | 173565.21 | 652935.79
Upgrade | 13.013 | 2000904152 | 41.5 |  | 375 | 750 | 4 | 4 | 70% | GINW - Stage 2 | 377 | Open Cut | Road | 161592 | 3890 | 70441 | 277621 | 40% | 111049 | 388670 | 272069 | 116601
Extension | 13.005 | 0 |  | 176.7 |  | 675 |  |  | 0% | GINW - Stage 2 | 377 | Open Cut | Road | 528865 | 2992 | 220101 | 867457 | 40% | 346983 | 1214440 | 0 | 1214440
Upgrade | 13.014 | 2000133916 | 64 |  | 225 | 525 |  |  | 2.7% | NA | 377 | Open Cut | Road | 196397 | 3070 | 66775 | 263172 | 40% | 105269 | 368441 | 9947.907 | 358493.093
Extension | 13.003 |  |  | 78.3 |  | 600 |  |  | 0% | NA | 377 | Open Cut | Road | 243076 | 3105 | 82646 | 325722 | 40% | 130289 | 456010 | 0 | 456010
Extension | 13.004 | 0 |  | 50.7 | 50.7 | 450 |  |  | 0% | NA |  | Open Cut | Road | 158183 | 3120 | 53782 | 211965 | 40% | 84786 | 296751 | 0 | 296751
Upgrade | 13.012 | 2000063038 | 31.9 |  | 225 | 525 |  |  | 2.7% | NA | 377 | Open Cut | Road | 110644 | 3469 | 37619 | 148263 | 40% | 59305 | 207568 | 5604.336 | 201963.664
Upgrade | 13.012 | 2000644075 | 20.6 |  | 225 | 525 |  |  | 2.7% | NA | 377 | Open Cut | Road | 81364 | 3946 | 27664 | 109027 | 40% | 43611 | 152638 | 4121.226 | 148516.774
Upgrade | 13.011 | 2000655276 | 17.5 |  | 375 | 1050 |  |  | 2.7% | NA | 377 | Open Cut | Road | 147251 | 8426 | 50065 | 197316 | 40% | 78926 | 276242 | 7458.534 | 268783.466
Upgrade | 13.01 | 2000216006 | 60.5 |  | 375 | 825 | 4 | 3 | 21% | NA | 377 | Open Cut | Road | 281960 | 4659 | 95866 | 377826 | 40% | 151130 | 528956 | 111080.76 | 417875.24
Upgrade | 13.01 | 2000710550 | 39.7 |  | 300 | 825 |  |  | 2.7% | NA | 377 | Open Cut | Road | 187367 | 4717 | 63705 | 251072 | 40% | 100429 | 351501 | 9490.527 | 342010.473
Upgrade | 13.01 | 3000095931 | 7 |  | 300 | 825 |  |  | 2.7% | NA | 377 | Open Cut | Road | 83077 | 11948 | 28246 | 111323 | 40% | 44529 | 155852 | 4208.004 | 151643.996
Upgrade | 13.01 | 2000078930 | 46.3 |  | 225 | 825 |  |  | 2.7% | NA | 377 | Open Cut | Road | 216806 | 4684 | 73714 | 290520 | 40% | 116208 | 406728 | 10981.656 | 395746.344
Upgrade | 13.01 | 2000286910 | 7.3 |  | 225 | 825 |  |  | 2.7% | NA | 377 | Open Cut | Road | 60169 | 8270 | 20457 | 80626 | 40% | 32250 | 112876 | 3047.652 | 109828.348
Upgrade | 13.01 | 2000424541 | 11.7 |  | 225 | 825 |  |  | 2.7% | NA | 377 | Open Cut | Road | 86337 | 7384 | 29355 | 115692 | 40% | 46277 | 161969 | 4373.163 | 157595.837
Extension | 13.001 |  |  | 80.4 |  | 600 |  |  | 0% | NA | 368 | Open Cut | Road | 277995 | 3459 | 94518 | 372513 | 40% | 149005 | 521519 | 0 | 521519
Extension | 13.002 |  |  | 22.8 |  | 450 |  |  | 0% | NA | 368 | Open Cut | Road | 96486 | 4225 | 32805 | 129291 | 40% | 51717 | 181008 | 0 | 181008
Upgrade | 14.003 | 2000588374 | 9 |  | 300 | 825 |  |  | 2.7% | NA | 375 | Open Cut | Road | 105619 | 11748 | 35910 | 141529 | 40% | 56612 | 198141 | 5349.807 | 192791.193
Upgrade | 14.003 | 3000108330 | 43.9 |  | 375 | 825 | 4 | 2 | 0% | NA | 375 | Open Cut | Road | 213179 | 4855 | 72481 | 285659 | 40% | 114264 | 399923 | 0 | 399923
Upgrade | 14.003 | 2000505338 | 56.4 |  | 300 | 825 | 5 | 4 | 70% | NA | 375 | Open Cut | Road | 275658 | 4889 | 93724 | 369382 | 40% | 147753 | 517134 | 361993.8 | 155140.2
Upgrade | 14.002 | 2000475412 | 9 |  | 300 | 525 |  |  | 2.7% | NA | 374 | Open Cut | Road | 51819 | 5731 | 17619 | 69438 | 40% | 27775 | 97213 | 2624.751 | 94588.249
Upgrade | 14.002 | 2000144611 | 47.2 |  | 300 | 525 |  |  | 2.7% | NA | 374 | Open Cut | Road | 143420 | 3040 | 48763 | 192183 | 40% | 76873 | 269056 | 7264.512 | 261791.488
Upgrade | 14.002 | 2000713213 | 9.1 |  | 225 | 525 |  |  | 2.7% | NA | 374 | Open Cut | Road | 51833 | 5723 | 17623 | 69456 | 40% | 27782 | 97238 | 2625.426 | 94612.574
Upgrade | 14.002 | 2000333191 | 24.4 |  | 225 | 525 |  |  | 2.7% | NA | 374 | Open Cut | Road | 84635 | 3473 | 28776 | 113411 | 40% | 45365 | 158776 | 4286.952 | 154489.048
Upgrade | 14.001 | 2000958343 | 11.7 |  | 450 | 675 |  |  | 2.7% | NA | 375 | Open Cut | Road | 106818 | 9150 | 36318 | 143136 | 40% | 57255 | 200391 | 5410.557 | 194980.443
Upgrade | 14.001 | 2000505072 | 26.3 |  | 450 | 675 | 4 | 4 | 70% | NA | 375 | Open Cut | Road | 120295 | 4583 | 40900 | 161196 | 40% | 64478 | 225674 | 157971.8 | 67702.2
Upgrade | 14.001 | 2000104922 | 7.4 |  | 450 | 675 | 5 | 2 | 0% | NA | 375 | Open Cut | Road | 58844 | 7972 | 20007 | 78851 | 40% | 31541 | 110392 | 0 | 110392
Upgrade | 14.001 | 3000174543 | 82.5 |  | 450 | 675 |  |  | 2.7% | NA | 375 | Open Cut | Road | 309695 | 3756 | 105296 | 414991 | 40% | 165996 | 580987 | 15686.649 | 565300.351
Upgrade | 14.008 | 2000117769 | 49.8 |  | 1200 | 1800 | 4 | 2 | 0% | NA | 375 | Open Cut | Road | 527261 | 10588 | 179269 | 706530 | 40% | 282612 | 989142 | 0 | 989142
Upgrade | 14.008 | 2000797533 | 55.6 |  | 1354 | 1800 | 5 | 3 | 21% | NA | 375 | Open Cut | Road | 588792 | 10598 | 200189 | 788982 | 40% | 315593 | 1104575 | 231960.75 | 872614.25
Upgrade | 14.008 | 2000725176 | 24.7 |  | 1200 | 1800 | 5 | 1 | 0% | NA | 375 | Open Cut | Road | 274477 | 11093 | 93322 | 367799 | 40% | 147120 | 514919 | 0 | 514919
Upgrade | 14.008 | 2000077747 | 39.1 |  | 1650 | 1800 | 5 | 1 | 0% | NA | 375 | Open Cut | Road | 419087 | 10717 | 142490 | 561577 | 40% | 224631 | 786207 | 0 | 786207
Upgrade | 14.008 | 2000319538 | 18.9 |  | 1450 | 1800 | 5 | 3 | 21% | NA | 375 | Open Cut | Road | 207187 | 10962 | 70443 | 277630 | 40% | 111052 | 388682 | 81623.22 | 307058.78
Upgrade | 14.009 | 2000362697 | 25.9 |  | 150 | 675 |  |  | 2.7% | NA | 375 | Open Cut | Road | 119850 | 4631 | 40749 | 160599 | 40% | 64240 | 224839 | 6070.653 | 218768.347
Upgrade | 14.01 | 2000164962 | 11 |  | 225 | 375 |  |  | 2.7% | NA | 375 | Open Cut | Road | 44590 | 4046 | 15161 | 59751 | 40% | 23900 | 83651 | 2258.577 | 81392.423
Upgrade | 14.01 | 2000474702 | 18.8 |  | 1354 | 375 | 5 | 2 | 0% | NA | 375 | Open Cut | Road | 65066 | 3467 | 22122 | 87189 | 40% | 34875 | 122064 | 0 | 122064
Upgrade | 14.006 | 2000459773 | 55.2 |  | 375 | 525 | 5 | 3 | 21% | NA | 375 | Open Cut | Road | 205117 | 3716 | 69740 | 274857 | 40% | 109943 | 384800 | 80808 | 303992
Upgrade | 14.005 | 2000080861 | 61.1 |  | 300 | 525 |  |  | 2.7% | NA | 375 | Open Cut | Road | 193889 | 3173 | 65922 | 259811 | 40% | 103924 | 363735 | 9820.845 | 353914.155
Upgrade | 14.005 | 2000868881 | 55.7 |  | 225 | 525 |  |  | 2.7% | NA | 375 | Open Cut | Road | 189136 | 3398 | 64306 | 253442 | 40% | 101377 | 354819 | 9580.113 | 345238.887
Upgrade | 14.007 | 3000140210 | 36.1 |  | 300 | 750 | 4 | Not Surveyed | 11.66% | NA | 375 | Open Cut | Road | 180302 | 4999 | 61303 | 241604 | 40% | 96642 | 338246 | 39432.0422 | 298813.9578
Upgrade | 14.007 | 3000174478 | 10.3 |  | 300 | 750 | 4 | Not Surveyed | 11.66% | NA | 375 | Open Cut | Road | 82972 | 8065 | 28211 | 111183 | 40% | 44473 | 155656 | 18146.0652 | 137509.9348
Upgrade | 14.007 | 2000578500 | 18.4 |  | 300 | 750 | 4 | 2 | 0% | NA | 375 | Open Cut | Road | 94047 | 5102 | 31976 | 126023 | 40% | 50409 | 176432 | 0 | 176432
Upgrade | 14.007 | 2000120788 | 10.9 |  | 300 | 750 |  |  | 2.7% | NA | 375 | Open Cut | Road | 83844 | 7672 | 28507 | 112351 | 40% | 44940 | 157292 | 4246.884 | 153045.116
Upgrade | 15.014 | 3000174541 | 7.8 |  | 600 | 675 |  |  | 2.7% | NA | 377 | Open Cut | Road | 82775 | 10579 | 28143 | 110918 | 40% | 44367 | 155286 | 4192.722 | 151093.278
Upgrade | 15.014 | 3000174539 | 2.7 |  | 600 | 675 |  |  | 2.7% | NA | 377 | Open Cut | Road | 53187 | 20051 | 18083 | 71270 | 40% | 28508 | 99778 | 2694.006 | 97083.994
Upgrade | 15.014 | 3000174542 | 23.9 |  | 600 | 675 | 4 | Not Surveyed | 11.66% | NA | 377 | Open Cut | Road | 117539 | 4908 | 39963 | 157502 | 40% | 63001 | 220503 | 25705.7987 | 194797.2013
Upgrade | 15.014 | 2000949657 | 31.3 |  | 450 | 675 |  |  | 2.7% | NA | 377 | Open Cut | Road | 126378 | 4033 | 42969 | 169347 | 40% | 67739 | 237085 | 6401.295 | 230683.705
Upgrade | 15.012 | 2000384071 | 62.1 |  | 450 | 675 |  |  | 2.7% | NA | 377 | Open Cut | Road | 246516 | 3967 | 83816 | 330332 | 40% | 132133 | 462464 | 12486.528 | 449977.472
Upgrade | 15.011 | 2000175143 | 16.1 |  | 225 | 525 |  |  | 2.7% | NA | 375 | Open Cut | Road | 77386 | 4818 | 26311 | 103697 | 40% | 41479 | 145176 | 3919.752 | 141256.248
Upgrade | 15.011 | 2000525512 | 63.2 |  | 225 | 525 |  |  | 2.7% | NA | 375 | Open Cut | Road | 195735 | 3096 | 66550 | 262285 | 40% | 104914 | 367200 | 9914.4 | 357285.6
Upgrade | 15.011 | 2000218364 | 80.5 |  | 375 | 525 |  |  | 2.7% | NA | 375 | Open Cut | Road | 249694 | 3102 | 84896 | 334589 | 40% | 133836 | 468425 | 12647.475 | 455777.525
Upgrade | 15.013 | 2000567388 | 37.1 |  | 375 | 525 |  |  | 2.7% | NA | 375 | Open Cut | Road | 131610 | 3543 | 44747 | 176357 | 40% | 70543 | 246900 | 6666.3 | 240233.7
Upgrade | 15.01 | 2000812480 | 62 |  | 375 | 450 |  |  | 2.7% | NA | 375 | Open Cut | Road | 185649 | 2996 | 63121 | 248770 | 40% | 99508 | 348278 | 9403.506 | 338874.494
Upgrade | 15.01 | 2000125219 | 43 |  | 300 | 450 |  |  | 2.7% | NA | 375 | Open Cut | Road | 113942 | 2647 | 38740 | 152682 | 40% | 61073 | 213754 | 5771.358 | 207982.642
Upgrade | 15.01 | 2000029358 | 32.3 |  | 225 | 450 |  |  | 2.7% | NA | 375 | Open Cut | Road | 106313 | 3288 | 36146 | 142459 | 40% | 56984 | 199442 | 5384.934 | 194057.066
Upgrade | 15.01 | 2000880172 | 40.3 |  | 225 | 450 |  |  | 2.7% | NA | 375 | Open Cut | Road | 128369 | 3185 | 43645 | 172014 | 40% | 68806 | 240820 | 6502.14 | 234317.86
Upgrade | 15.003 | 2000470449 | 31.5 |  | 225 | 825 |  |  | 2.7% | GINW - Stage 1 | 377 | Open Cut | Road | 151233 | 4807 | 60771 | 239511 | 40% | 95804 | 335316 | 9053.532 | 326262.468
Upgrade | 15.003 | 2000425501 | 38.3 |  | 225 | 825 |  |  | 2.7% | GINW - Stage 1 | 377 | Open Cut | Road | 142082 | 3706 | 62986 | 248240 | 40% | 99296 | 347537 | 9383.499 | 338153.501
Upgrade | 15.003 | 2000752217 | 57 | 0 | 225 | 825 |  |  | 2.7% | GINW - Stage 1 | 377 | Open Cut | Road | 241029 | 4230 | 94032 | 370598 | 40% | 148239 | 518837 | 14008.599 | 504828.401
Extension | 15.001 | 0 |  | 89 |  | 450 |  |  | 0% | GINW - Stage 1 | 377 | Open Cut | Road | 185790 | 2088 | 82886 | 326667 | 40% | 130667 | 457334 | 0 | 457334
Extension | 10.002 | 0 |  | 83.2 |  | 450 |  |  | 0% | GINW - Stage 2 | 377 | Open Cut | Road | 195830 | 2353 | 80448 | 317060 | 40% | 126824 | 443884 | 0 | 443884
Extension | 10.003 | 0 |  | 103.1 |  | 600 |  |  | 0% | GINW - Stage 1 | 377 | Open Cut | Road | 293655 | 2848 | 116417 | 458819 | 40% | 183528 | 642347 | 0 | 642347
Extension | 10.004 | 0 |  | 243.9 |  | 675 |  |  | 0% | GINW - Stage 1 | 377 | Open Cut | Road | 723686 | 2968 | 302156 | 1190849 | 40% | 476340 | 1667188 | 0 | 1667188
Extension | 15.006 |  |  | 25 |  | 375 |  |  | 0% | NA | 377 | Open Cut | Road | 81782 | 3270 | 27806 | 109588 | 40% | 43835 | 153423 | 0 | 153423
Extension | 15.007 |  |  | 36.7 |  | 300 |  |  | 0% | NA | 377 | Open Cut | Road | 69651 | 1898 | 23681 | 93332 | 40% | 37333 | 130665 | 0 | 130665
Extension | 15.005 |  |  | 94.1 |  | 375 |  |  | 0% | NA | 377 | Open Cut | Road | 201481 | 2140 | 68504 | 269985 | 40% | 107994 | 377979 | 0 | 377979
Upgrade | 15.017 | 2000904959 | 65 |  | 600 | 750 |  |  | 2.7% | NA | 377 | Open Cut | Road | 302438 | 4653 | 102829 | 405267 | 40% | 162107 | 567374 | 15319.098 | 552054.902
Upgrade | 15.016 | 2000307581 | 28.2 |  | 450 | 600 |  |  | 2.7% | NA | 377 | Open Cut | Road | 111532 | 3951 | 37921 | 149453 | 40% | 59781 | 209234 | 5649.318 | 203584.682
Upgrade | 15.016 | 2000932726 | 50.3 |  | 375 | 600 |  |  | 2.7% | NA | 377 | Open Cut | Road | 191687 | 3807 | 65174 | 256861 | 40% | 102744 | 359606 | 9709.362 | 349896.638
Upgrade | 15.015 | 2000248579 | 21 |  | 300 | 525 |  |  | 2.7% | NA | 377 | Open Cut | Road | 81684 | 3892 | 27772 | 109456 | 40% | 43782 | 153238 | 4137.426 | 149100.574
Upgrade | 15.008 | 3000176317 | 19.3 |  | 300 | 375 | 4 | 1 | 0% | NA | 377 | Open Cut | Road | 78595 | 4082 | 26722 | 105317 | 40% | 42127 | 147444 | 0 | 147444
Upgrade | 15.008 | 2000521461 | 6.7 |  | 300 | 375 | 4 | 1 | 0% | NA | 377 | Open Cut | Road | 42185 | 6319 | 14343 | 56528 | 40% | 22611 | 79139 | 0 | 79139
Upgrade | 15.008 | 2000474102 | 49.7 |  | 300 | 375 |  |  | 2.7% | NA | 377 | Open Cut | Road | 114577 | 2304 | 38956 | 153533 | 40% | 61413 | 214946 | 5803.542 | 209142.458
Extension | 16.004 |  |  | 99.6 |  | 450 |  |  | 0% | NA | 376 | Open Cut | Road | 267741 | 2687 | 91032 | 358773 | 40% | 143509 | 502282 | 0 | 502282
Extension | 16.006 |  |  | 31.8 |  | 300 |  |  | 0% | NA | 376 | Open Cut | Road | 80961 | 2549 | 27527 | 108488 | 40% | 43395 | 151883 | 0 | 151883
Upgrade | 16.014 | 2000790531 | 20.7 |  | 300 | 750 |  |  | 2.7% | NA | 376 | Open Cut | Road | 139909 | 6773 | 47569 | 187478 | 40% | 74991 | 262469 | 7086.663 | 255382.337
Upgrade | 16.014 | 3000042696 | 44.6 |  | 300 | 750 | 4 | 3 | 21% | NA | 376 | Open Cut | Road | 187948 | 4214 | 63902 | 251850 | 40% | 100740 | 352590 | 74043.9 | 278546.1
Upgrade | 16.015 | 3000042697 | 5.1 |  | 225 | 675 |  |  | 2.7% | NA | 376 | Open Cut | Road | 56152 | 10943 | 19092 | 75244 | 40% | 30098 | 105342 | 2844.234 | 102497.766
Upgrade | 16.015 | 2000692068 | 2.4 |  | 225 | 675 |  |  | 2.7% | NA | 376 | Open Cut | Road | 52909 | 21862 | 17989 | 70898 | 40% | 28359 | 99257 | 2679.939 | 96577.061
Upgrade | 16.015 | 2000398311 | 7.8 |  | 300 | 675 |  |  | 2.7% | NA | 376 | Open Cut | Road | 59289 | 7647 | 20158 | 79447 | 40% | 31779 | 111226 | 3003.102 | 108222.898
Upgrade | 16.015 | 3000019770 | 48.7 |  | 225 | 675 |  |  | 2.7% | NA | 376 | Open Cut | Road | 186054 | 3819 | 63259 | 249313 | 40% | 99725 | 349038 | 9424.026 | 339613.974
Upgrade | 16.015 | 3000019769 | 12.3 |  | 225 | 675 |  |  | 2.7% | NA | 376 | Open Cut | Road | 84188 | 6835 | 28624 | 112812 | 40% | 45125 | 157937 | 4264.299 | 153672.701
Extension | 16.005 |  |  | 198.7 |  | 600 |  |  | 0% | NA | 376 | Open Cut | Road | 634629 | 3194 | 215774 | 850403 | 40% | 340161 | 1190564 | 0 | 1190564
Upgrade | 16.013 | 2000776415 | 83.1 |  | 525 | 1050 |  |  | 2.7% | NA | 376 | Open Cut | Road | 584103 | 7028 | 198595 | 782698 | 40% | 313079 | 1095777 | 29585.979 | 1066191.021
Upgrade | 16.012 | 2000239910 | 53.5 |  | 300 | 600 | 4 | 5 | 70% | NA | 376 | Open Cut | Road | 194896 | 3646 | 66265 | 261161 | 40% | 104464 | 365625 | 255937.5 | 109687.5
Upgrade | 16.012 | 2000250793 | 30.3 |  | 375 | 600 |  |  | 2.7% | NA | 376 | Open Cut | Road | 113691 | 3750 | 38655 | 152346 | 40% | 60938 | 213284 | 5758.668 | 207525.332
Upgrade | 16.011 | 3000052461 | 23 |  | 150 | 600 |  |  | 2.7% | NA | 376 | Open Cut | Road | 86641 | 3774 | 29458 | 116099 | 40% | 46439 | 162538 | 4388.526 | 158149.474
Upgrade | 16.011 | 3000052451 | 13.6 |  | 150 | 600 |  |  | 2.7% | NA | 376 | Open Cut | Road | 76934 | 5668 | 26158 | 103092 | 40% | 41237 | 144329 | 3896.883 | 140432.117
Upgrade | 16.011 | 2000987080 | 6.4 |  | 150 | 600 |  |  | 2.7% | NA | 376 | Open Cut | Road | 50091 | 7812 | 17031 | 67122 | 40% | 26849 | 93971 | 2537.217 | 91433.783
Upgrade | 16.011 | 2001002305 | 18.2 |  | 150 | 600 |  |  | 2.7% | NA | 376 | Open Cut | Road | 81724 | 4489 | 27786 | 109510 | 40% | 43804 | 153313 | 4139.451 | 149173.549
Upgrade | 16.011 | 2000864936 | 38.7 |  | 150 | 600 |  |  | 2.7% | NA | 376 | Open Cut | Road | 141816 | 3663 | 48218 | 190034 | 40% | 76014 | 266048 | 7183.296 | 258864.704
Upgrade | 16.011 | 3000155697 | 15.7 |  | 180 | 600 |  |  | 2.7% | NA | 376 | Open Cut | Road | 95469 | 6098 | 32459 | 127928 | 40% | 51171 | 179099 | 4835.673 | 174263.327
Upgrade | 16.008 | 2000649014 | 59.8 |  | 600 | 975 |  |  | 2.7% | NA | 376 | Open Cut | Road | 398133 | 6658 | 135365 | 533498 | 40% | 213399 | 746897 | 20166.219 | 726730.781
Upgrade | 16.01 | 2000563803 | 52.5 |  | 375 | 825 |  |  | 2.7% | NA | 376 | Open Cut | Road | 269717 | 5139 | 91704 | 361420 | 40% | 144568 | 505988 | 13661.676 | 492326.324
Upgrade | 16.01 | 2000714870 | 28.6 |  | 375 | 825 | 4 | 2 | 0% | NA | 376 | Open Cut | Road | 174408 | 6094 | 59299 | 233707 | 40% | 93483 | 327190 | 0 | 327190
Upgrade | 16.01 | 2000322992 | 59.5 |  | 300 | 825 | 4 | 3 | 21% | NA | 376 | Open Cut | Road | 303807 | 5106 | 103294 | 407101 | 40% | 162841 | 569942 | 119687.82 | 450254.18
Upgrade | 16.018 | 2000387960 | 42.2 |  | 225 | 375 |  |  | 2.7% | NA | 376 | Open Cut | Road | 94209 | 2234 | 32031 | 126240 | 40% | 50496 | 176736 | 4771.872 | 171964.128
Upgrade | 16.009 | 2000620925 | 55.1 |  | 300 | 825 |  |  | 2.7% | NA | 376 | Open Cut | Road | 273675 | 4969 | 93049 | 366724 | 40% | 146690 | 513414 | 13862.178 | 499551.822
Upgrade | 16.016 | 2000213408 | 60.9 |  | 375 | 675 |  |  | 2.7% | NA | 376 | Open Cut | Road | 245008 | 4024 | 83303 | 328310 | 40% | 131324 | 459635 | 12410.145 | 447224.855
Upgrade | 16.016 | 3000044927 | 14.6 |  | 300 | 675 |  |  | 2.7% | NA | 376 | Open Cut | Road | 86896 | 5960 | 29545 | 116441 | 40% | 46576 | 163017 | 4401.459 | 158615.541
Upgrade | 16.017 | 3000044925 | 14.6 |  | 375 | 600 |  |  | 2.7% | NA | 376 | Open Cut | Road | 77991 | 5344 | 26517 | 104508 | 40% | 41803 | 146311 | 3950.397 | 142360.603
Upgrade | 16.017 | 3000044924 | 5.1 |  | 225 | 600 |  |  | 2.7% | NA | 376 | Open Cut | Road | 48781 | 9481 | 16585 | 65366 | 40% | 26146 | 91512 | 2470.824 | 89041.176
Upgrade | 16.017 | 3000044923 | 19.8 |  | 225 | 600 |  |  | 2.7% | NA | 376 | Open Cut | Road | 83362 | 4213 | 28343 | 111705 | 40% | 44682 | 156387 | 4222.449 | 152164.551
Upgrade | 16.017 | 2000974326 | 83.8 |  | 225 | 600 |  |  | 2.7% | NA | 376 | Open Cut | Road | 300991 | 3591 | 102337 | 403328 | 40% | 161331 | 564659 | 15245.793 | 549413.207
Extension | 16.001 |  |  | 250.6 |  | 525 |  |  | 0% | NA | 376 | Open Cut | Road | 726388 | 2898 | 246972 | 973360 | 40% | 389344 | 1362704 | 0 | 1362704
Upgrade | 16.007 | 2000330197 | 49.8 |  | 300 | 525 |  |  | 2.7% | NA | 376 | Open Cut | Road | 145694 | 2927 | 49536 | 195230 | 40% | 78092 | 273322 | 7379.694 | 265942.306
Upgrade | 16.007 | 2000700879 | 43.4 |  | 300 | 525 |  |  | 2.7% | NA | 376 | Open Cut | Road | 140137 | 3228 | 47647 | 187783 | 40% | 75113 | 262897 | 7098.219 | 255798.781
Upgrade | 16.007 | 2000371858 | 17 |  | 225 | 525 |  |  | 2.7% | NA | 376 | Open Cut | Road | 94615 | 5554 | 32169 | 126784 | 40% | 50714 | 177498 | 4792.446 | 172705.554
Upgrade | 16.007 | 2000070653 | 1.8 |  | 225 | 525 |  |  | 2.7% | NA | 376 | Open Cut | Road | 61901 | 33869 | 21046 | 82948 | 40% | 33179 | 116127 | 3135.429 | 112991.571
Extension | 16.002 |  |  | 106.4 |  | 525 |  |  | 0% | NA | 376 | Open Cut | Road | 297326 | 2793 | 101091 | 398417 | 40% | 159367 | 557784 | 0 | 557784
Upgrade | 16.025 | 2000640725 | 13.8 |  | 300 | 825 |  |  | 2.7% | NA | 376 | Open Cut | Road | 112961 | 8181 | 38407 | 151367 | 40% | 60547 | 211914 | 5721.678 | 206192.322
Upgrade | 16.025 | 2000159575 | 18.9 |  | 300 | 825 |  |  | 2.7% | NA | 376 | Open Cut | Road | 116695 | 6188 | 39676 | 156371 | 40% | 62548 | 218919 | 5910.813 | 213008.187
Upgrade | 16.025 | 2000183452 | 63.7 |  | 300 | 825 |  |  | 2.7% | NA | 376 | Open Cut | Road | 306303 | 4806 | 104143 | 410446 | 40% | 164178 | 574624 | 15514.848 | 559109.152
Upgrade | 16.024 | 2000175967 | 41.6 |  | 300 | 675 |  |  | 2.7% | NA | 376 | Open Cut | Road | 158120 | 3799 | 53761 | 211880 | 40% | 84752 | 296633 | 8009.091 | 288623.909
Upgrade | 16.023 | 2000055501 | 99.4 |  | 300 | 525 |  |  | 2.7% | NA | 376 | Open Cut | Road | 285648 | 2873 | 97120 | 382768 | 40% | 153107 | 535875 | 14468.625 | 521406.375
Upgrade | 16.022 | 2000282073 | 63.6 |  | 300 | 600 |  |  | 2.7% | NA | 376 | Open Cut | Road | 224788 | 3537 | 76428 | 301216 | 40% | 120486 | 421702 | 11385.954 | 410316.046
Upgrade | 16.021 | 2000740629 | 52.6 |  | 300 | 525 |  |  | 2.7% | NA | 376 | Open Cut | Road | 186472 | 3545 | 63400 | 249872 | 40% | 99949 | 349821 | 9445.167 | 340375.833
Upgrade | 16.021 | 2000809494 | 7.3 |  | 300 | 525 |  |  | 2.7% | NA | 376 | Open Cut | Road | 50291 | 6897 | 17099 | 67390 | 40% | 26956 | 94346 | 2547.342 | 91798.658
Upgrade | 16.02 | 2000681370 | 60.2 |  | 300 | 525 |  |  | 2.7% | NA | 367 | Open Cut | Road | 209440 | 3482 | 71210 | 280650 | 40% | 112260 | 392910 | 10608.57 | 382301.43
Upgrade | 16.02 | 2000790779 | 53.2 |  | 300 | 525 |  |  | 2.7% | NA | 367 | Open Cut | Road | 203344 | 3824 | 69137 | 272482 | 40% | 108993 | 381474 | 10299.798 | 371174.202
Upgrade | 16.019 | 2000424297 | 88.7 |  | 300 | 300 |  |  | 2.7% | NA | 367 | Open Cut | Road | 169169 | 1908 | 57518 | 226687 | 40% | 90675 | 317362 | 8568.774 | 308793.226
Extension | 17.009 |  |  | 94.1 |  | 450 |  |  | 0% | NA | 376 | Open Cut | Road | 263815 | 2803 | 89697 | 353511 | 40% | 141405 | 494916 | 0 | 494916
Extension | 17.005 |  |  | 198.9 |  | 750 |  |  | 0% | NA | 376 | Open Cut | Road | 805669 | 4050 | 273928 | 1079597 | 40% | 431839 | 1511435 | 0 | 1511435
Extension | 17.004 |  |  | 50.9 |  | 450 |  |  | 0% | NA | 376 | Open Cut | Road | 174736 | 3430 | 59410 | 234147 | 40% | 93659 | 327805 | 0 | 327805
Extension | 17.003 |  |  | 73.2 |  | 525 |  |  | 0% | NA | 376 | Open Cut | Road | 223862 | 3059 | 76113 | 299975 | 40% | 119990 | 419965 | 0 | 419965
Upgrade | B.006 | 2000023579 | 7.1 |  | 1800 | 2400 | 5 | Not Surveyed | 11.66% | GINW - Stage 8 | 376 | Open Cut | Road | 124214 | 17466 | 42233 | 166446 | 40% | 66578 | 233025 | 27165.5884 | 205859.4115
Upgrade | 17.035 | 2000942073 | 3.5 |  | 1800 | 2400 | 4 | Not Surveyed | 11.66% | GINW - Stage 8 | 376 | Open Cut | Road | 60264 | 17010 | 20490 | 80753 | 40% | 32301 | 113055 | 13179.7258 | 99875.2742
Upgrade | 17.035 | 2000535935 | 12.7 |  | 1800 | 2400 | 4 | Not Surveyed | 11.66% | GINW - Stage 8 | 376 | Open Cut | Road | 198783 | 15627 | 67586 | 266369 | 40% | 106548 | 372916 | 43473.8014 | 329442.1986
Upgrade | 17.035 | 2000748564 | 13.8 |  | 1800 | 2400 | 5 | Not Surveyed | 11.66% | GINW - Stage 8 | 376 | Open Cut | Road | 204591 | 14786 | 69561 | 274152 | 40% | 109661 | 383813 | 44744.1519 | 339068.8481
Upgrade | 17.035 | 2000183940 | 109.1 |  | 1800 | 2400 | 5 | 3 | 21% | GINW - Stage 8 | 376 | Open Cut | Road | 1634996 | 14985 | 555899 | 2190894 | 40% | 876358 | 3067252 | 644122.92 | 2423129.08
Upgrade | 17.037 | 2000931586 | 159.2 |  | 1800 | 2400 | 4 | 3 | 21% | GINW - Stage 8 | 376 | Open Cut | Road | 2363055 | 14842 | 803439 | 3166494 | 40% | 1266598 | 4433091 | 930949.11 | 3502141.89
Upgrade | 17.036 | 2000374905 | 69 |  | 975 | 1650 |  |  | 2.7% | GINW - Stage 8 | 376 | Open Cut | Road | 639435 | 9264 | 217408 | 856843 | 40% | 342737 | 1199581 | 32388.687 | 1167192.313
Upgrade | 17.036 | 2000167592 | 8.3 |  | 975 | 1650 |  |  | 2.7% | GINW - Stage 8 | 376 | Open Cut | Road | 97459 | 11704 | 33136 | 130596 | 40% | 52238 | 182834 | 4936.518 | 177897.482
Upgrade | 17.03 | 2000921513 | 29.4 |  | 450 | 675 | 4 | 3 | 21% | GINW - Stage 8 | 376 | Open Cut | Road | 124088 | 4218 | 42190 | 166278 | 40% | 66511 | 232789 | 48885.69 | 183903.31
Upgrade | 17.03 | 2000694125 | 44.3 |  | 450 | 675 | 4 | 2 | 0% | GINW - Stage 8 | 376 | Open Cut | Road | 204158 | 4609 | 69414 | 273572 | 40% | 109429 | 383000 | 0 | 383000
Upgrade | 17.03 | 2000231612 | 71.6 |  | 375 | 675 |  |  | 2.7% | GINW - Stage 8 | 376 | Open Cut | Road | 300708 | 4198 | 102241 | 402949 | 40% | 161180 | 564129 | 15231.483 | 548897.517
Upgrade | 17.03 | 2000310884 | 32.5 |  | 375 | 675 |  |  | 2.7% | GINW - Stage 8 | 376 | Open Cut | Road | 170668 | 5244 | 58027 | 228695 | 40% | 91478 | 320173 | 8644.671 | 311528.329
Upgrade | 17.03 | 2000594192 | 30.5 |  | 375 | 675 |  |  | 2.7% | GINW - Stage 8 | 376 | Open Cut | Road | 148808 | 4875 | 50595 | 199403 | 40% | 79761 | 279164 | 7537.428 | 271626.572
Extension | 17.002 |  |  | 97.8 |  | 525 |  |  | 0% | GINW - Stage 9 | 376 | Open Cut | Road | 284270 | 2906 | 96652 | 380922 | 40% | 152369 | 533291 | 0 | 533291
Extension | 17.001 |  |  | 103.5 |  | 525 |  |  | 0% | GINW - Stage 9 | 376 | Open Cut | Road | 327519 | 3165 | 111356 | 438875 | 40% | 175550 | 614425 | 0 | 614425
Upgrade | 17.038 | 2000762750 | 82.8 |  | 975 | 1650 |  |  | 2.7% | NA | 376 | Open Cut | Road | 776904 | 9386 | 264147 | 1041051 | 40% | 416421 | 1457472 | 39351.744 | 1418120.256
Upgrade | 17.019 | 2000517581 | 42.8 |  | 300 | 1050 |  |  | 2.7% | NA | 376 | Open Cut | Road | 289258 | 6756 | 98348 | 387605 | 40% | 155042 | 542648 | 14651.496 | 527996.504
Upgrade | 17.018 | 2000394306 | 91.9 |  | 300 | 825 |  |  | 2.7% | NA | 376 | Open Cut | Road | 407533 | 4435 | 138561 | 546094 | 40% | 218437 | 764531 | 20642.337 | 743888.663
Upgrade | 17.018 | 2000859497 | 83.9 |  | 300 | 825 | 4 | 3 | 21% | NA | 376 | Open Cut | Road | 375873 | 4481 | 127797 | 503670 | 40% | 201468 | 705138 | 148078.98 | 557059.02
Upgrade | 17.017 | 2000589489 | 12.5 |  | 225 | 750 |  |  | 2.7% | NA | 376 | Open Cut | Road | 85934 | 6894 | 29218 | 115152 | 40% | 46061 | 161213 | 4352.751 | 156860.249
Upgrade | 17.017 | 2000622769 | 45.9 |  | 225 | 750 |  |  | 2.7% | NA | 376 | Open Cut | Road | 189715 | 4133 | 64503 | 254219 | 40% | 101687 | 355906 | 9609.462 | 346296.538
Upgrade | 17.017 | 2000627743 | 69.8 |  | 225 | 750 |  |  | 2.7% | NA | 376 | Open Cut | Road | 304949 | 4372 | 103683 | 408632 | 40% | 163453 | 572085 | 15446.295 | 556638.705
Upgrade | 17.017 | 2000923377 | 20.2 |  | 225 | 750 |  |  | 2.7% | NA | 376 | Open Cut | Road | 115846 | 5744 | 39388 | 155234 | 40% | 62094 | 217328 | 5867.856 | 211460.144
Upgrade | 17.016 | 3000015173 | 39.3 |  | 225 | 600 |  |  | 2.7% | NA | 376 | Open Cut | Road | 158828 | 4038 | 54002 | 212830 | 40% | 85132 | 297962 | 8044.974 | 289917.026
Upgrade | 17.016 | 3000015172 | 62.7 |  | 225 | 600 |  |  | 2.7% | NA | 376 | Open Cut | Road | 240284 | 3832 | 81696 | 321980 | 40% | 128792 | 450772 | 12170.844 | 438601.156
Upgrade | 17.016 | 2000754530 | 90 |  | 300 | 600 |  |  | 2.7% | NA | 376 | Open Cut | Road | 307336 | 3417 | 104494 | 411830 | 40% | 164732 | 576562 | 15567.174 | 560994.826
Extension | 17.015 |  |  | 100.1 |  | 375 |  |  | 0% | NA | 376 | Open Cut | Road | 237666 | 2374 | 80806 | 318473 | 40% | 127389 | 445862 | 0 | 445862
Extension | 17.011 |  |  | 96.8 |  | 300 |  |  | 0% | NA | 376 | Open Cut | Road | 175321 | 1811 | 59609 | 234930 | 40% | 93972 | 328903 | 0 | 328903
Upgrade | 17.021 | 2000420950 | 55.9 |  | 225 | 825 |  |  | 2.7% | NA | 376 | Open Cut | Road | 274934 | 4918 | 93477 | 368411 | 40% | 147364 | 515775 | 13925.925 | 501849.075
Upgrade | 17.021 | 2000424809 | 17.4 |  | 225 | 825 |  |  | 2.7% | NA | 376 | Open Cut | Road | 114490 | 6576 | 38927 | 153417 | 40% | 61367 | 214784 | 5799.168 | 208984.832
Upgrade | 17.021 | 2000761557 | 12.5 |  | 225 | 825 |  |  | 2.7% | NA | 376 | Open Cut | Road | 111014 | 8860 | 37745 | 148758 | 40% | 59503 | 208261 | 5623.047 | 202637.953
Upgrade | 17.021 | 2000878036 | 39.3 |  | 225 | 825 |  |  | 2.7% | NA | 376 | Open Cut | Road | 186695 | 4753 | 63476 | 250172 | 40% | 100069 | 350240 | 9456.48 | 340783.52
Extension | 17.014 |  |  | 113.8 |  | 750 |  |  | 0% | NA | 376 | Open Cut | Road | 467024 | 4105 | 158788 | 625812 | 40% | 250325 | 876137 | 0 | 876137
Extension | 17.012 |  |  | 153.6 |  | 450 |  |  | 0% | NA | 376 | Open Cut | Road | 406258 | 2645 | 138128 | 544386 | 40% | 217755 | 762141 | 0 | 762141
Extension | 17.013 |  |  | 74.1 |  | 975 |  |  | 0% | NA | 376 | Open Cut | Road | 469982 | 6345 | 159794 | 629776 | 40% | 251910 | 881686 | 0 | 881686
Upgrade | 17.034 | 2000404884 | 52.6 |  | 450 | 825 |  |  | 2.7% | NA | 376 | Open Cut | Road | 293234 | 5579 | 99699 | 392933 | 40% | 157173 | 550106 | 14852.862 | 535253.138
Upgrade | 17.034 | 2000477950 | 46.9 |  | 375 | 825 |  |  | 2.7% | NA | 376 | Open Cut | Road | 241176 | 5140 | 82000 | 323175 | 40% | 129270 | 452446 | 12216.042 | 440229.958
Upgrade | 17.033 | 2000903279 | 76.3 |  | 375 | 750 |  |  | 2.7% | NA | 376 | Open Cut | Road | 356622 | 4677 | 121252 | 477874 | 40% | 191150 | 669024 | 18063.648 | 650960.352
Upgrade | 17.032 | 2000882935 | 63.1 |  | 225 | 675 |  |  | 2.7% | NA | 376 | Open Cut | Road | 290462 | 4605 | 98757 | 389220 | 40% | 155688 | 544908 | 14712.516 | 530195.484
Upgrade | 17.031 | 2000545235 | 27.9 |  | 225 | 525 |  |  | 2.7% | NA | 376 | Open Cut | Road | 107188 | 3837 | 36444 | 143632 | 40% | 57453 | 201085 | 5429.295 | 195655.705
Upgrade | 17.031 | 2000113950 | 84.9 |  | 225 | 525 |  |  | 2.7% | NA | 376 | Open Cut | Road | 253578 | 2985 | 86216 | 339794 | 40% | 135918 | 475712 | 12844.224 | 462867.776
Upgrade | 17.026 | 2000972924 | 24.9 |  | 900 | 1350 |  |  | 2.7% | NA | 376 | Open Cut | Road | 183799 | 7369 | 62492 | 246291 | 40% | 98516 | 344807 | 9309.789 | 335497.211
Extension | 18.001 |  |  | 154.9 |  | 525 |  |  | 0% | PEPN - Phase 2 | 377 | Open Cut | Road | 485403 | 3133 | 165037 | 650440 | 40% | 260176 | 910616 | 0 | 910616
Upgrade | 18.005 | 2000268885 | 61.1 |  | 375 | 825 | 4 | 5 | 70% | PEPN - Phase 2 | 377 | Open Cut | Road | 325621 | 5333 | 110711 | 436331 | 40% | 174533 | 610864 | 427604.8 | 183259.2
Upgrade | 18.004 | 2000190863 | 94.3 |  | 225 | 750 |  |  | 2.7% | PEPN - Phase 2 | 377 | Open Cut | Road | 377180 | 4000 | 128241 | 505421 | 40% | 202168 | 707589 | 19104.903 | 688484.097
Upgrade | 18.004 | 2000572710 | 16.2 |  | 225 | 750 |  |  | 2.7% | PEPN - Phase 2 | 377 | Open Cut | Road | 91060 | 5609 | 30960 | 122020 | 40% | 48808 | 170829 | 4612.383 | 166216.617
Upgrade | 18.009 | 2000327450 | 31.6 |  | 225 | 600 |  |  | 2.7% | PEPN - Phase 2 | 377 | Open Cut | Road | 115020 | 3639 | 39107 | 154127 | 40% | 61651 | 215778 | 5826.006 | 209951.994
Upgrade | 18.009 | 2000519107 | 5.1 |  | 225 | 600 |  |  | 2.7% | PEPN - Phase 2 | 377 | Open Cut | Road | 48692 | 9623 | 16555 | 65248 | 40% | 26099 | 91347 | 2466.369 | 88880.631
Extension | 18.002 |  |  | 84.2 |  | 600 |  |  | 0% | PEPN - Phase 2 | 377 | Open Cut | Road | 285034 | 3384 | 96912 | 381946 | 40% | 152778 | 534724 | 0 | 534724
Upgrade | 18.007 | 2000362296 | 49.6 |  | 225 | 450 |  |  | 2.7% | NA | 377 | Open Cut | Road | 154454 | 3112 | 52514 | 206968 | 40% | 82787 | 289755 | 7823.385 | 281931.615
Upgrade | 18.007 | 2000584120 | 47.6 |  | 375 | 450 |  |  | 2.7% | NA | 377 | Open Cut | Road | 136621 | 2871 | 46451 | 183072 | 40% | 73229 | 256301 | 6920.127 | 249380.873
Upgrade | 18.007 | 2000253021 | 16.1 |  | 225 | 450 |  |  | 2.7% | NA | 377 | Open Cut | Road | 75332 | 4668 | 25613 | 100945 | 40% | 40378 | 141324 | 3815.748 | 137508.252
Upgrade | 18.008 | 2000930015 | 21.3 |  | 225 | 675 |  |  | 2.7% | NA | 377 | Open Cut | Road | 137786 | 6465 | 46847 | 184633 | 40% | 73853 | 258487 | 6979.149 | 251507.851
Upgrade | 18.008 | 2000056987 | 44.9 |  | 375 | 675 |  |  | 2.7% | NA | 377 | Open Cut | Road | 181471 | 4043 | 61700 | 243171 | 40% | 97268 | 340439 | 9191.853 | 331247.147
Upgrade | 15.018 | 2000305026 | 8.3 |  | 750 | 525 |  |  | 2.7% | NA | 377 | Open Cut | Road | 67578 | 8112 | 22976 | 90554 | 40% | 36222 | 126776 | 3422.952 | 123353.048
Upgrade | 15.018 | 2000411898 | 32 |  | 600 | 525 |  |  | 2.7% | NA | 377 | Open Cut | Road | 110751 | 3459 | 37655 | 148407 | 40% | 59363 | 207770 | 5609.79 | 202160.21
Upgrade | 18.01 | 2000419406 | 26.2 |  | 600 | 600 |  |  | 2.7% | NA | 377 | Open Cut | Road | 109432 | 4177 | 37207 | 146638 | 40% | 58655 | 205294 | 5542.938 | 199751.062
Upgrade | B.015 | 2000779948 | 31.5 |  | 450 | 975 |  |  | 2.7% | NA | 376 | Open Cut | Road | 255202 | 8100 | 86769 | 341970 | 40% | 136788 | 478759 | 12926.493 | 465832.507
Upgrade | B.014 | 2000633756 | 21.7 |  | 225 | 450 |  |  | 2.7% | NA | 376 | Open Cut | Road | 79308 | 3652 | 26965 | 106272 | 40% | 42509 | 148781 | 4017.087 | 144763.913
Extension | B.002 |  |  | 70.9 |  | 450 |  |  | 0% | NA | 376 | Open Cut | Road | 191995 | 2709 | 65278 | 257274 | 40% | 102909 | 360183 | 0 | 360183
Upgrade | B.013 | 2000532991 | 57.2 |  | 375 | 825 | 4 | 4 | 70% | NA | 376 | Open Cut | Road | 276868 | 4842 | 94135 | 371004 | 40% | 148401 | 519405 | 363583.5 | 155821.5
Upgrade | B.012 | 2000705498 | 56.1 |  | 225 | 750 |  |  | 2.7% | NA | 376 | Open Cut | Road | 247511 | 4412 | 84154 | 331664 | 40% | 132666 | 464330 | 12536.91 | 451793.09
Upgrade | B.012 | 2000158150 | 33.6 |  | 225 | 750 |  |  | 2.7% | NA | 376 | Open Cut | Road | 153553 | 4569 | 52208 | 205761 | 40% | 82304 | 288066 | 7777.782 | 280288.218
Upgrade | B.011 | 2000628322 | 27.7 |  | 300 | 600 | 4 | 3 | 21% | NA | 376 | Open Cut | Road | 110981 | 4007 | 37733 | 148714 | 40% | 59486 | 208200 | 43722 | 164478
Upgrade | B.011 | 2000773104 | 14.1 |  | 300 | 600 |  |  | 2.7% | NA | 376 | Open Cut | Road | 77441 | 5507 | 26330 | 103771 | 40% | 41508 | 145279 | 3922.533 | 141356.467
Upgrade | B.011 | 2000015457 | 42.5 |  | 300 | 600 | 4 | 3 | 21% | NA | 376 | Open Cut | Road | 162110 | 3814 | 55117 | 217228 | 40% | 86891 | 304119 | 63864.99 | 240254.01
Upgrade | B.010 | 2000772131 | 17 |  | 375 | 525 |  |  | 2.7% | NA | 376 | Open Cut | Road | 94575 | 5566 | 32156 | 126731 | 40% | 50692 | 177423 | 4790.421 | 172632.579
Upgrade | B.010 | 2000324833 | 23.3 |  | 225 | 525 |  |  | 2.7% | NA | 376 | Open Cut | Road | 100084 | 4295 | 34029 | 134113 | 40% | 53645 | 187758 | 5069.466 | 182688.534
Extension | B.001 |  |  | 83.2 |  | 525 |  |  | 0% | NA | 376 | Open Cut | Road | 268470 | 3225 | 91280 | 359750 | 40% | 143900 | 503650 | 0 | 503650
Renewal |  | 2000584191 | 43.8 |  | 450 | NA | 5 | 5 | 100% | NA | 377 | Open Cut | Road | 150314 | 3431 | 51107 | 201421 | 40% | 80568 | 281989 | 281989 | 0
Renewal |  | 3000103017 | 50.5 |  | 525 | NA | 5 | 5 | 100% | NA | 374 | Open Cut | Road | 181540 | 3598 | 61724 | 243264 | 40% | 97305 | 340569 | 340569 | 0
Renewal |  | 2000148398 | 67.9 |  | 300 | NA | 4 | 4 | 100% | NA | 377 | Open Cut | Road | 144757 | 2133 | 49217 | 193974 | 40% | 77590 | 271564 | 271564 | 0
Renewal |  | 2000375402 | 84.2 |  | 225 | NA | 4 | 4 | 100% | NA | 377 | Open Cut | Road | 138908 | 1650 | 47229 | 186137 | 40% | 74455 | 260592 | 260592 | 0
Renewal |  | 2000601564 | 68.8 |  | 300 | NA | 4 | 5 | 100% | NA | 368 | Open Cut | Road | 145125 | 2110 | 49342 | 194467 | 40% | 77787 | 272254 | 272254 | 0
Renewal |  | 2000324757 | 43.4 |  | 675 | NA | 5 | 4 | 100% | NA | 385 | Open Cut | Road | 203107 | 4678 | 69057 | 272164 | 40% | 108866 | 381030 | 381030 | 0
Renewal |  | 2000340150 | 48.2 |  | 750 | NA | 5 | 4 | 100% | NA | 385 | Open Cut | Road | 235649 | 4891 | 80121 | 315770 | 40% | 126308 | 442078 | 442078 | 0
Renewal |  | 2000656431 | 53 |  | 300 | NA | 4 | 4 | 100% | NA | 385 | Open Cut | Road | 122703 | 2314 | 41719 | 164422 | 40% | 65769 | 230190 | 230190 | 0
Renewal |  | 2000827966 | 11.1 |  | 300 | NA | 4 | 4 | 100% | NA | 375 | Open Cut | Road | 56614 | 5088 | 19249 | 75863 | 40% | 30345 | 106208 | 106208 | 0
Upgrade | 1.013 | 2000058627 | 86 |  | 600 | 1050 | 4 | 3 | 21% | PEPN - Stage 7 | 385 | Open Cut | Road | 589963 | 6860 | 200587 | 790550 | 40% | 316220 | 1106771 | 232421.91 | 874349.09
Upgrade | 1.013 | 2000844010 | 115.8 |  | 600 | 1050 |  |  | 2.7% | PEPN - Stage 7 | 385 | Open Cut | Road | 762838 | 6589 | 259365 | 1022203 | 40% | 408881 | 1431084 | 38639.268 | 1392444.732
Upgrade | 1.013 | 2000498982 | 22.7 | 0 | 600 | 1050 |  |  | 2.7% | PEPN - Stage 7 | 385 | Open Cut | Road | 180556 | 7945 | 61389 | 241945 | 40% | 96778 | 338723 | 9145.521 | 329577.479
Upgrade | 1.013 | 2000604018 | 97.6 | 0 | 600 | 1050 |  |  | 2.7% | PEPN - Stage 7 | 385 | Open Cut | Road | 619722 | 6352 | 210706 | 830428 | 40% | 332171 | 1162599 | 31390.173 | 1131208.827
Upgrade | 1.019 | 2000827921 | 108.9 | 0 | 450 | 900 |  |  | 2.7% | PEPN - Stage 7 | 385 | Open Cut | Road | 577914 | 5305 | 196491 | 774405 | 40% | 309762 | 1084166 | 29272.482 | 1054893.518
Upgrade | 1.015 | 2000325732 | 64.8 |  | 300 | 675 |  |  | 2.7% | PEPN - Phase 3 | 385 | Open Cut | Road | 269152 | 4152 | 91512 | 360664 | 40% | 144266 | 504930 | 13633.11 | 491296.89
Upgrade | 1.015 | 2000238785 | 66.5 |  | 225 | 675 |  |  | 2.7% | PEPN - Phase 3 | 385 | Open Cut | Road | 271197 | 4076 | 92207 | 363404 | 40% | 145362 | 508766 | 13736.682 | 495029.318
Upgrade | 1.014 | 2000230928 | 66.3 |  | 375 | 675 |  |  | 2.7% | PEPN - Stage 7 | 385 | Open Cut | Road | 270911 | 4087 | 92110 | 363021 | 40% | 145208 | 508229 | 13722.183 | 494506.817
Upgrade | 1.018 | 2000362737 | 17.4 |  | 300 | 600 |  |  | 2.7% | PEPN - Stage 7 | 385 | Open Cut | Road | 80941 | 4639 | 27520 | 108460 | 40% | 43384 | 151844 | 4099.788 | 147744.212
Upgrade | 1.018 | 3000056030 | 18.8 |  | 300 | 600 |  |  | 2.7% | PEPN - Stage 7 | 385 | Open Cut | Road | 82312 | 4385 | 27986 | 110298 | 40% | 44119 | 154417 | 4169.259 | 150247.741
Upgrade | 1.018 | 3000056031 | 28.4 |  | 300 | 600 |  |  | 2.7% | PEPN - Stage 7 | 385 | Open Cut | Road | 111724 | 3932 | 37986 | 149710 | 40% | 59884 | 209594 | 5659.038 | 203934.962
Extension | 1.001 |  |  | 78.1 |  | 600 |  |  | 0% | PEPN - Phase 3 | 385 | Open Cut | Road | 259265 | 3320 | 88150 | 347415 | 40% | 138966 | 486381 | 0 | 486381
Extension | 1.003 |  |  | 90.8 |  | 525 |  |  | 0% | PEPN - Stage 7 | 385 | Open Cut | Road | 278158 | 3062 | 94574 | 372732 | 40% | 149093 | 521824 | 0 | 521824
Extension | 1.002 |  |  | 65.2 |  | 375 |  |  | 0% | NA | 385 | Open Cut | Road | 155990 | 2394 | 53037 | 209026 | 40% | 83611 | 292637 | 0 | 292637
Extension | 1.009 |  |  | 59.1 |  | 375 |  |  | 0% | NA | 385 | Open Cut | Road | 149717 | 2533 | 50904 | 200620 | 40% | 80248 | 280868 | 0 | 280868
Extension | 1.008 |  |  | 94.7 |  | 450 |  |  | 0% | PEPN - Phase 3 | 385 | Open Cut | Road | 264243 | 2790 | 89843 | 354086 | 40% | 141634 | 495720 | 0 | 495720
Upgrade | 1.02 | 2000680737 | 7.4 |  | 750 | 1125 |  |  | 2.7% | PEPN - Stage 7 | 385 | Open Cut | Road | 143959 | 19459 | 48946 | 192906 | 40% | 77162 | 270068 | 7291.836 | 262776.164
Upgrade | 1.02 | 2000885978 | 60.5 |  | 525 | 1125 |  |  | 2.7% | PEPN - Stage 7 | 385 | Open Cut | Road | 440660 | 7278 | 149824 | 590485 | 40% | 236194 | 826679 | 22320.333 | 804358.667
Upgrade | 1.016 | 2000932863 | 75.9 |  | 300 | 525 |  |  | 2.7% | PEPN - Phase 3 | 385 | Open Cut | Road | 226213 | 2982 | 76912 | 303125 | 40% | 121250 | 424375 | 11458.125 | 412916.875
Upgrade | 1.021 | 2000366392 | 4.1 |  | 525 | 1050 |  |  | 2.7% | PEPN - Stage 7 | 385 | Open Cut | Road | 74836 | 18226 | 25444 | 100280 | 40% | 40112 | 140391 | 3790.557 | 136600.443
Upgrade | 1.021 | 2000041168 | 15.6 |  | 450 | 1050 |  |  | 2.7% | PEPN - Stage 7 | 385 | Open Cut | Road | 143386 | 9212 | 48751 | 192138 | 40% | 76855 | 268993 | 7262.811 | 261730.189
Upgrade | 1.021 | 2000242054 | 57.7 |  | 450 | 1050 |  |  | 2.7% | PEPN - Stage 7 | 385 | Open Cut | Road | 402929 | 6985 | 136996 | 539925 | 40% | 215970 | 755894 | 20409.138 | 735484.862
Upgrade | 1.021 | 3000044890 | 20.6 | 0 | 450 | 1050 |  |  | 2.7% | PEPN - Stage 7 | 385 | Open Cut | Road | 176317 | 8547 | 59948 | 236265 | 40% | 94506 | 330770 | 8930.79 | 321839.21
Upgrade | 1.021 | 2000601169 | 31.9 |  | 450 | 1050 |  |  | 2.7% | PEPN - Stage 7 | 385 | Open Cut | Road | 221839 | 6950 | 75425 | 297264 | 40% | 118906 | 416169 | 11236.563 | 404932.437
Upgrade | 1.011 | 3000044891 | 28 |  | 450 | 825 |  |  | 2.7% | PEPN - Stage 7 | 385 | Open Cut | Road | 149998 | 5365 | 50999 | 200997 | 40% | 80399 | 281396 | 7597.692 | 273798.308
Upgrade | 1.011 | 2000884052 | 31.6 |  | 450 | 825 |  |  | 2.7% | PEPN - Stage 7 | 385 | Open Cut | Road | 155579 | 4920 | 52897 | 208476 | 40% | 83390 | 291866 | 7880.382 | 283985.618
Upgrade | 1.011 | 2000276111 | 32.2 |  | 450 | 825 |  |  | 2.7% | PEPN - Stage 7 | 385 | Open Cut | Road | 156450 | 4860 | 53193 | 209642 | 40% | 83857 | 293499 | 7924.473 | 285574.527
Upgrade | 1.011 | 2000467474 | 142.6 |  | 375 | 825 |  |  | 2.7% | PEPN - Stage 7 | 385 | Open Cut | Road | 625405 | 4387 | 212638 | 838043 | 40% | 335217 | 1173260 | 31678.02 | 1141581.98
Upgrade | 1.011 | 2000779227 | 11 |  | 375 | 825 |  |  | 2.7% | PEPN - Stage 7 | 385 | Open Cut | Road | 85215 | 7778 | 28973 | 114189 | 40% | 45675 | 159864 | 4316.328 | 155547.672
Extension | 1.012 |  |  | 82.2 |  | 675 |  |  | 0% | PEPN - Phase 3 | 385 | Open Cut | Road | 309410 | 3763 | 105199 | 414609 | 40% | 165844 | 580453 | 0 | 580453
Extension | 1.006 |  |  | 124.7 |  | 600 |  |  | 0% | NA | 385 | Open Cut | Road | 403600 | 3237 | 137224 | 540824 | 40% | 216329 | 757153 | 0 | 757153
Extension | 1.004 |  |  | 61.8 |  | 525 |  |  | 0% | PEPN - Stage 7 | 385 | Open Cut | Road | 194532 | 3146 | 66141 | 260673 | 40% | 104269 | 364942 | 0 | 364942
Extension | 1.005 |  |  | 152.6 |  | 675 |  |  | 0% | PEPN - Phase 3 | 385 | Open Cut | Road | 579603 | 3798 | 197065 | 776668 | 40% | 310667 | 1087336 | 0 | 1087336
Upgrade | 1.017 | 2000096338 | 23.7 |  | 225 | 750 |  |  | 2.7% | PEPN - Stage 1 | 385 | Open Cut | Road | 123462 | 5217 | 48960 | 192960 | 40% | 77184 | 270143 | 7293.861 | 262849.139
Upgrade | 1.017 | 2000567122 | 23.6 |  | 225 | 750 |  |  | 2.7% | PEPN - Stage 1 | 385 | Open Cut | Road | 107043 | 4530 | 40987 | 161537 | 40% | 64615 | 226151 | 6106.077 | 220044.923
Upgrade | 1.017 | 2000078112 | 31 |  | 225 | 750 |  |  | 2.7% | PEPN - Stage 1 | 385 | Open Cut | Road | 114803 | 3698 | 51026 | 201102 | 40% | 80441 | 281543 | 7601.661 | 273941.339
Upgrade | 1.017 | 3000162117 | 35.3 |  | 225 | 750 |  |  | 2.7% | PEPN - Stage 1 | 385 | Open Cut | Road | 138732 | 3925 | 53012 | 208929 | 40% | 83572 | 292501 | 7897.527 | 284603.473
Upgrade | 1.017 | 2000060135 | 53.9 |  | 225 | 750 |  |  | 2.7% | PEPN - Stage 1 | 385 | Open Cut | Road | 215445 | 3995 | 83148 | 327700 | 40% | 131080 | 458780 | 12387.06 | 446392.94
Upgrade | 1.017 | 2000519928 | 27.3 |  | 225 | 750 |  |  | 2.7% | PEPN - Stage 1 | 385 | Open Cut | Road | 110893 | 4061 | 42689 | 168244 | 40% | 67298 | 235542 | 6359.634 | 229182.366
Upgrade | 1.017 | 2000063396 | 28.8 |  | 225 | 750 |  |  | 2.7% | PEPN - Stage 1 | 385 | Open Cut | Road | 112445 | 3905 | 49983 | 196994 | 40% | 78798 | 275791 | 7446.357 | 268344.643
Extension | 1.007 | 0 |  | 85.2 |  | 600 |  |  | 0% | PEPN - Stage 1 | 385 | Open Cut | Road | 254247 | 2985 | 97249 | 383277 | 40% | 153311 | 536588 | 0 | 536588
Extension | 1.01 | 0 |  | 78 |  | 600 |  |  | 0% | PEPN - Stage 1 | 385 | Open Cut | Road | 217312 | 2785 | 88121 | 347302 | 40% | 138921 | 486223 | 0 | 486223
Upgrade | 2.015 | 2000484758 | 24.3 |  | 450 | 675 |  |  | 2.7% | NA | 385 | Open Cut | Road | 141409 | 5810 | 48079 | 189488 | 40% | 75795 | 265283 | 7162.641 | 258120.359
Upgrade | 2.015 | 2000442952 | 74.1 |  | 450 | 675 |  |  | 2.7% | NA | 385 | Open Cut | Road | 299675 | 4045 | 101890 | 401565 | 40% | 160626 | 562191 | 15179.157 | 547011.843
Upgrade | 2.015 | 2000874869 | 20.1 |  | 225 | 675 |  |  | 2.7% | NA | 385 | Open Cut | Road | 93556 | 4644 | 31809 | 125365 | 40% | 50146 | 175511 | 4738.797 | 170772.203
Upgrade | 2.015 | 2000536595 | 53.8 |  | 225 | 675 |  |  | 2.7% | NA | 385 | Open Cut | Road | 236564 | 4395 | 80432 | 316996 | 40% | 126798 | 443794 | 11982.438 | 431811.562
Upgrade | 2.015 | 2000134287 | 5.6 |  | 225 | 675 |  |  | 2.7% | NA | 385 | Open Cut | Road | 56715 | 10124 | 19283 | 75999 | 40% | 30399 | 106398 | 2872.746 | 103525.254
Upgrade | 2.015 | 2000972981 | 7.1 |  | 225 | 675 |  |  | 2.7% | NA | 385 | Open Cut | Road | 58534 | 8219 | 19902 | 78436 | 40% | 31374 | 109811 | 2964.897 | 106846.103
Upgrade | 2.015 | 2000670809 | 64.6 |  | 225 | 675 |  |  | 2.7% | NA | 385 | Open Cut | Road | 268937 | 4161 | 91439 | 360375 | 40% | 144150 | 504525 | 13622.175 | 490902.825
Upgrade | 2.015 | 2000222998 | 10.7 |  | 225 | 675 |  |  | 2.7% | NA | 385 | Open Cut | Road | 82261 | 7683 | 27969 | 110230 | 40% | 44092 | 154323 | 4166.721 | 150156.279
Extension | 2.048 |  |  | 73.1 |  | 450 |  |  | 0% | NA | 385 | Open Cut | Road | 213038 | 2913 | 72433 | 285471 | 40% | 114188 | 399660 | 0 | 399660
Upgrade | 2.016 | 2000445965 | 70 |  | 375 | 750 | 4 | 2 | 0% | PEPN - Stage 1 | 385 | Open Cut | Road | 251693 | 3596 | 103797 | 409081 | 40% | 163633 | 572714 | 0 | 572714
Upgrade | 2.016 | 2000840688 | 4.7 |  | 225 | 750 |  |  | 2.7% | PEPN - Stage 1 | 385 | Open Cut | Road | 48418 | 10210 | 19038 | 75033 | 40% | 30013 | 105046 | 2836.242 | 102209.758
Upgrade | 2.016 | 2000344130 | 31.1 |  | 225 | 750 |  |  | 2.7% | PEPN - Stage 1 | 385 | Open Cut | Road | 114884 | 3691 | 51062 | 201244 | 40% | 80498 | 281741 | 7607.007 | 274133.993
Upgrade | 2.016 | 2000587454 | 9.8 |  | 225 | 750 |  |  | 2.7% | PEPN - Stage 1 | 385 | Open Cut | Road | 53715 | 5477 | 27989 | 110308 | 40% | 44123 | 154432 | 4169.664 | 150262.336
Upgrade | 2.016 | 2000795065 | 59.2 |  | 225 | 750 |  |  | 2.7% | PEPN - Stage 1 | 385 | Open Cut | Road | 220948 | 3733 | 92189 | 363334 | 40% | 145334 | 508668 | 13734.036 | 494933.964
Upgrade | 2.033 | 2000678112 | 35.6 |  | 225 | 525 |  |  | 2.7% | PEPN - Stage 1 | 385 | Open Cut | Road | 90893 | 2555 | 38713 | 152573 | 40% | 61029 | 213602 | 5767.254 | 207834.746
Extension | 2.022 | 0 |  | 69.9 |  | 450 |  |  | 0% | PEPN - Stage 1 | 385 | Open Cut | Road | 158951 | 2274 | 65044 | 256351 | 40% | 102540 | 358891 | 0 | 358891
Extension | 2.05 | 0 |  | 76.9 |  | 600 |  |  | 0% | PEPN - Stage 1 | 385 | Open Cut | Road | 216498 | 2815 | 87726 | 345743 | 40% | 138297 | 484040 | 0 | 484040
Upgrade | 2.031 | 3000186341 | 21.3 |  | 450 | 825 |  |  | 2.7% | PEPN - Stage 5 | 385 | Open Cut | Road | 143845 | 6747 | 48907 | 192753 | 40% | 77101 | 269854 | 7286.058 | 262567.942
Upgrade | 2.031 | 2000605256 | 29 |  | 450 | 825 |  |  | 2.7% | PEPN - Stage 5 | 385 | Open Cut | Road | 151550 | 5230 | 51527 | 203077 | 40% | 81231 | 284307 | 7676.289 | 276630.711
Upgrade | 2.031 | 2000033426 | 81.6 |  | 450 | 825 | 4 | 2 | 0% | PEPN - Stage 5 | 385 | Open Cut | Road | 372340 | 4565 | 126596 | 498936 | 40% | 199574 | 698510 | 0 | 698510
Upgrade | 2.06 | 2000014482 | 62.7 |  | 450 | 825 |  |  | 2.7% | PEPN - Stage 5 | 385 | Open Cut | Road | 304678 | 4862 | 103590 | 408268 | 40% | 163307 | 571576 | 15432.552 | 556143.448
Upgrade | 2.06 | 2000074123 | 54.4 |  | 300 | 825 | 4 | 3 | 21% | PEPN - Stage 5 | 385 | Open Cut | Road | 272588 | 5014 | 92680 | 365268 | 40% | 146107 | 511376 | 107388.96 | 403987.04
Upgrade | 2.059 | 2000261028 | 85.3 |  | 300 | 750 |  |  | 2.7% | PEPN - Stage 5 | 385 | Open Cut | Road | 345538 | 4050 | 117483 | 463020 | 40% | 185208 | 648228 | 17502.156 | 630725.844
Upgrade | 2.058 | 2000297254 | 18.4 |  | 300 | 600 |  |  | 2.7% | PEPN - Stage 5 | 385 | Open Cut | Road | 81953 | 4448 | 27864 | 109817 | 40% | 43927 | 153743 | 4151.061 | 149591.939
Upgrade | 2.058 | 2000030487 | 61.5 |  | 300 | 600 |  |  | 2.7% | PEPN - Stage 5 | 385 | Open Cut | Road | 222618 | 3622 | 75690 | 298309 | 40% | 119323 | 417632 | 11276.064 | 406355.936
Extension | 2.049 |  |  | 112.9 |  | 525 |  |  | 0% | PEPN - Stage 5 | 385 | Open Cut | Road | 335713 | 2974 | 114143 | 449856 | 40% | 179942 | 629799 | 0 | 629799
Upgrade | 2.013 | 2000219616 | 5.1 |  | 225 | 750 |  |  | 2.7% | NA | 385 | Open Cut | Road | 79825 | 15781 | 27140 | 106965 | 40% | 42786 | 149751 | 4043.277 | 145707.723
Upgrade | 2.013 | 3000184635 | 8 |  | 225 | 750 |  |  | 2.7% | NA | 385 | Open Cut | Road | 60440 | 7544 | 20550 | 80990 | 40% | 32396 | 113386 | 3061.422 | 110324.578
Upgrade | 2.013 | 3000184637 | 2.3 |  | 225 | 750 |  |  | 2.7% | NA | 385 | Open Cut | Road | 29226 | 12906 | 9937 | 39163 | 40% | 15665 | 54828 | 1480.356 | 53347.644
Upgrade | 2.013 | 2000567397 | 58.1 |  | 225 | 750 |  |  | 2.7% | NA | 385 | Open Cut | Road | 269630 | 4643 | 91674 | 361304 | 40% | 144522 | 505826 | 13657.302 | 492168.698
Upgrade | 2.013 | 2000220933 | 63.1 |  | 225 | 750 |  |  | 2.7% | NA | 385 | Open Cut | Road | 276411 | 4383 | 93980 | 370390 | 40% | 148156 | 518546 | 14000.742 | 504545.258
Upgrade | 2.013 | 3000149484 | 41.1 |  | 225 | 750 |  |  | 2.7% | NA | 385 | Open Cut | Road | 183151 | 4459 | 62271 | 245422 | 40% | 98169 | 343590 | 9276.93 | 334313.07
Upgrade | 2.013 | 2000386034 | 49.3 |  | 225 | 750 |  |  | 2.7% | NA | 385 | Open Cut | Road | 213741 | 4337 | 72672 | 286413 | 40% | 114565 | 400978 | 10826.406 | 390151.594
Upgrade | 2.013 | 2000292132 | 71.3 |  | 150 | 750 |  |  | 2.7% | NA | 385 | Open Cut | Road | 307070 | 4306 | 104404 | 411473 | 40% | 164589 | 576063 | 15553.701 | 560509.299
Upgrade | 2.013 | 2000071755 | 12.8 | 0 | 225 | 750 |  |  | 2.7% | NA | 385 | Open Cut | Road | 86361 | 6758 | 29363 | 115724 | 40% | 46290 | 162014 | 4374.378 | 157639.622
Extension | 2.047 |  |  | 65.5 |  | 525 |  |  | 0% | NA | 385 | Open Cut | Road | 217185 | 3315 | 73843 | 291028 | 40% | 116411 | 407439 | 0 | 407439
Extension | 2.014 |  |  | 171.1 |  | 675 |  |  | 0% | PEPN - Stage 5 | 385 | Open Cut | Road | 540245 | 3158 | 183683 | 723928 | 40% | 289571 | 1013499 | 0 | 1013499
Extension | 2.038 |  |  | 96 |  | 600 |  |  | 0% | PEPN - Stage 5 | 385 | Open Cut | Road | 316658 | 3298 | 107664 | 424321 | 40% | 169729 | 594050 | 0 | 594050
Upgrade | 2.03 | 2000767931 | 20.1 |  | 450 | 900 |  |  | 2.7% | PEPN - Stage 1 | 385 | Open Cut | Road | 136706 | 6801 | 52560 | 207150 | 40% | 82860 | 290009 | 7830.243 | 282178.757
Upgrade | 2.03 | 2000654520 | 33.9 |  | 450 | 900 | 5 | 4 | 70% | PEPN - Stage 1 | 385 | Open Cut | Road | 149504 | 4411 | 67955 | 267822 | 40% | 107129 | 374951 | 262465.7 | 112485.3
Upgrade | 2.03 | 2000709520 | 61.3 |  | 450 | 900 | 4 | 2 | 0% | PEPN - Stage 1 | 385 | Open Cut | Road | 266100 | 4339 | 114861 | 452686 | 40% | 181074 | 633760 | 0 | 633760
Upgrade | 2.03 | 2000681454 | 7.8 |  | 450 | 900 |  |  | 2.7% | PEPN - Stage 1 | 385 | Open Cut | Road | 59522 | 7604 | 22129 | 87214 | 40% | 34886 | 122099 | 3296.673 | 118802.327
Upgrade | 2.03 | 2000530041 | 8.9 |  | 450 | 900 |  |  | 2.7% | PEPN - Stage 1 | 385 | Open Cut | Road | 60812 | 6841 | 30452 | 120017 | 40% | 48007 | 168024 | 4536.648 | 163487.352
Upgrade | 2.03 | 2000668842 | 79.8 |  | 225 | 900 |  |  | 2.7% | PEPN - Stage 1 | 385 | Open Cut | Road | 327424 | 4103 | 148614 | 585713 | 40% | 234285 | 819998 | 22139.946 | 797858.054
Upgrade | 2.041 | 2000964455 | 51.6 |  | 225 | 750 |  |  | 2.7% | NA | 385 | Open Cut | Road | 241335 | 4681 | 82054 | 323389 | 40% | 129356 | 452744 | 12224.088 | 440519.912
Extension | 2.042 | 0 |  | 40.8 |  | 375 |  |  | 0% | PEPN - Stage 1 | 385 | Open Cut | Road | 87648 | 2147 | 31778 | 125244 | 40% | 50098 | 175342 | 0 | 175342
Extension | 2.021 |  |  | 85.1 |  | 600 |  |  | 0% | NA | 385 | Open Cut | Road | 285953 | 3360 | 97224 | 383177 | 40% | 153271 | 536448 | 0 | 536448
Extension | 2.04 |  |  | 184.8 |  | 750 |  |  | 0% | NA | 385 | Open Cut | Road | 743551 | 4025 | 252807 | 996359 | 40% | 398543 | 1394902 | 0 | 1394902
Extension | 2.023 | 0 |  | 330.5 |  | 675 |  |  | 0% | PEPN - Stage 1 | 385 | Open Cut | Road | 990423 | 2997 | 415190 | 1636338 | 40% | 654535 | 2290873 | 0 | 2290873
Upgrade | 2.039 | 2000763316 | 45.6 |  | 375 | 675 |  |  | 2.7% | PEPN - Stage 5 | 385 | Open Cut | Road | 205739 | 4510 | 69951 | 275690 | 40% | 110276 | 385965 | 10421.055 | 375543.945
Upgrade | 2.039 | 2000908406 | 12.9 |  | 225 | 675 |  |  | 2.7% | PEPN - Stage 5 | 385 | Open Cut | Road | 84828 | 6600 | 28842 | 113670 | 40% | 45468 | 159138 | 4296.726 | 154841.274
Extension | 2.012 |  |  | 37.6 |  | 450 |  |  | 0% | PEPN - Stage 5 | 385 | Open Cut | Road | 110097 | 2925 | 37433 | 147530 | 40% | 59012 | 206542 | 0 | 206542
Upgrade | 2.009 | 2000345435 | 25.5 |  | 225 | 900 |  |  | 2.7% | PEPN - Stage 5 | 385 | Open Cut | Road | 186351 | 7316 | 63359 | 249711 | 40% | 99884 | 349595 | 9439.065 | 340155.935
Upgrade | 2.009 | 2000237938 | 28.7 |  | 225 | 900 |  |  | 2.7% | PEPN - Stage 5 | 385 | Open Cut | Road | 168423 | 5866 | 57264 | 225687 | 40% | 90275 | 315962 | 8530.974 | 307431.026
Extension | 2.01 |  |  | 79.5 |  | 375 |  |  | 0% | PEPN - Stage 5 | 385 | Open Cut | Road | 163945 | 2062 | 55741 | 219686 | 40% | 87874 | 307560 | 0 | 307560
Extension | 2.011 |  |  | 184.6 |  | 600 |  |  | 0% | PEPN - Stage 5 | 385 | Open Cut | Road | 581180 | 3148 | 197601 | 778781 | 40% | 311513 | 1090294 | 0 | 1090294
Upgrade | 2.029 | 2000240812 | 70.7 |  | 225 | 600 |  |  | 2.7% | PEPN - Stage 1 | 385 | Open Cut | Road | 228367 | 3232 | 91100 | 359042 | 40% | 143617 | 502659 | 13571.793 | 489087.207
Extension | 2.017 | 0 |  | 266.7 |  | 750 |  |  | 0% | PEPN - Stage 1 | 385 | Open Cut | Road | 782638 | 2934 | 319105 | 1257648 | 40% | 503059 | 1760707 | 0 | 1760707
Extension | 2.018 |  |  | 142.3 |  | 525 |  |  | 0% | NA | 385 | Open Cut | Road | 403327 | 2834 | 137131 | 540458 | 40% | 216183 | 756641 | 0 | 756641
Extension | 2.043 |  |  | 93 |  | 525 |  |  | 0% | PEPN - Phase 3 | 385 | Open Cut | Road | 296405 | 3188 | 100778 | 397183 | 40% | 158873 | 556057 | 0 | 556057
Extension | 2.007 |  |  | 383.3 |  | 825 |  |  | 0% | PEPN - Phase 3 | 385 | Open Cut | Road | 1656705 | 4322 | 563280 | 2219985 | 40% | 887994 | 3107979 | 0 | 3107979
Extension | 2.008 |  |  | 83.7 |  | 600 |  |  | 0% | PEPN - Phase 3 | 385 | Open Cut | Road | 268067 | 3204 | 91143 | 359210 | 40% | 143684 | 502894 | 0 | 502894
Extension | 2.037 |  |  | 199 |  | 750 |  |  | 0% | PEPN - Phase 3 | 385 | Open Cut | Road | 782340 | 3932 | 265996 | 1048335 | 40% | 419334 | 1467670 | 0 | 1467670
Extension | 2.005 |  |  | 70.6 |  | 525 |  |  | 0% | PEPN - Phase 3 | 385 | Open Cut | Road | 221646 | 3138 | 75360 | 297006 | 40% | 118802 | 415808 | 0 | 415808
Extension | 2.003 |  |  | 135 |  | 675 |  |  | 0% | PEPN - Phase 3 | 386 | Open Cut | Road | 494704 | 3665 | 168199 | 662903 | 40% | 265161 | 928064 | 0 | 928064
Extension | 2.004 |  |  | 123 |  | 900 |  |  | 0% | PEPN - Phase 3 | 386 | Open Cut | Road | 646985 | 5262 | 219975 | 866960 | 40% | 346784 | 1213745 | 0 | 1213745
Extension | 2.046 |  |  | 207.1 |  | 600 |  |  | 0% | PEPN - Phase 3 | 386 | Open Cut | Road | 661660 | 3196 | 224964 | 886625 | 40% | 354650 | 1241275 | 0 | 1241275
Extension | 2.051 |  |  | 108.8 |  | 525 |  |  | 0% | PEPN - Phase 3 | 386 | Open Cut | Road | 332184 | 3052 | 112943 | 445127 | 40% | 178051 | 623178 | 0 | 623178
Extension | 2.036 |  |  | 130.9 |  | 750 |  |  | 0% | PEPN - Phase 3 | 386 | Open Cut | Road | 552570 | 4222 | 187874 | 740444 | 40% | 296178 | 1036621 | 0 | 1036621
Extension | 2.035 |  |  | 103.1 |  | 525 |  |  | 0% | PEPN - Phase 3 | 386 | Open Cut | Road | 327165 | 3174 | 111236 | 438400 | 40% | 175360 | 613761 | 0 | 613761
Extension | 2.006 |  |  | 338.9 |  | 675 |  |  | 0% | PEPN - Phase 3 | 386 | Open Cut | Road | 1227247 | 3621 | 417264 | 1644511 | 40% | 657805 | 2302316 | 0 | 2302316
Upgrade | 2.028 | 3000103031 | 189.9 |  | 450 | 675 | 5 | Not Surveyed | 11.66% | NA | 385 | Open Cut | Road | 725370 | 3820 | 246626 | 971996 | 40% | 388798 | 1360794 | 158638.6429 | 1202155.3571
Upgrade | 2.028 | 2000136008 | 9.7 |  | 525 | 675 | 5 | 1 | 0% | NA | 385 | Open Cut | Road | 61637 | 6344 | 20957 | 82594 | 40% | 33038 | 115631 | 0 | 115631
Upgrade | 2.028 | 2000689836 | 45.8 |  | 450 | 675 | 4 | 1 | 0% | NA | 385 | Open Cut | Road | 182510 | 3989 | 62053 | 244563 | 40% | 97825 | 342388 | 0 | 342388
Upgrade | 2.002 | 2000532271 | 100.4 |  | 600 | 1275 | 5 | 2 | 0% | NA | 385 | Open Cut | Road | 684306 | 6813 | 232664 | 916969 | 40% | 366788 | 1283757 | 0 | 1283757
Upgrade | 2.002 | 2000351679 | 262.7 |  | 600 | 1275 |  |  | 2.7% | NA | 385 | Open Cut | Road | 1768934 | 6734 | 601438 | 2370372 | 40% | 948149 | 3318521 | 89600.067 | 3228920.933
Upgrade | 2.002 | 2000674144 | 41.2 |  | 600 | 1275 | 5 | 2 | 0% | NA | 385 | Open Cut | Road | 289090 | 7024 | 98291 | 387381 | 40% | 154952 | 542333 | 0 | 542333
Extension | 2.055 |  |  | 289.2 |  | 1125 |  |  | 0% | NA | 385 | Open Cut | Road | 1932089 | 6681 | 656910 | 2588999 | 40% | 1035600 | 3624599 | 0 | 3624599
Extension | 2.056 |  |  | 66.8 |  | 375 |  |  | 0% | NA | 385 | Open Cut | Road | 156904 | 2349 | 53347 | 210252 | 40% | 84101 | 294353 | 0 | 294353
Extension | 2.052 |  |  | 166.4 |  | 750 |  |  | 0% | NA | 386 | Open Cut | Road | 679784 | 4084 | 231127 | 910911 | 40% | 364364 | 1275275 | 0 | 1275275
Upgrade | 2.034 | 2000591373 | 45.4 |  | 150 | 525 |  |  | 2.7% | NA | 385 | Open Cut | Road | 141905 | 3123 | 48248 | 190153 | 40% | 76061 | 266214 | 7187.778 | 259026.222
Extension | 2.057 |  |  | 36.3 |  | 375 |  |  | 0% | NA | 385 | Open Cut | Road | 90964 | 2505 | 30928 | 121891 | 40% | 48756 | 170648 | 0 | 170648
Upgrade | 2.053 | 2000049586 | 37.5 |  | 300 | 900 |  |  | 2.7% | NA | 386 | Open Cut | Road | 205938 | 5493 | 70019 | 275957 | 40% | 110383 | 386340 | 10431.18 | 375908.82
Upgrade | 2.053 | 2000415719 | 24.6 |  | 300 | 900 |  |  | 2.7% | NA | 386 | Open Cut | Road | 161458 | 6566 | 54896 | 216354 | 40% | 86542 | 302896 | 8178.192 | 294717.808
Upgrade | 2.053 | 2000136540 | 35.1 |  | 600 | 900 | 4 | 1 | 0% | NA | 386 | Open Cut | Road | 201923 | 5751 | 68654 | 270576 | 40% | 108231 | 378807 | 0 | 378807
Upgrade | 2.053 | 2000426665 | 57.4 |  | 375 | 900 |  |  | 2.7% | NA | 386 | Open Cut | Road | 331173 | 5771 | 112599 | 443772 | 40% | 177509 | 621280 | 16774.56 | 604505.44
Upgrade | 2.053 | 3000109318 | 9.3 |  | 375 | 900 |  |  | 2.7% | NA | 386 | Open Cut | Road | 90315 | 9677 | 30707 | 121022 | 40% | 48409 | 169430 | 4574.61 | 164855.39
Upgrade | 2.054 | 2000769782 | 2.7 |  | 600 | 600 | 4 | 1 | 0% | NA | 386 | Open Cut | Road | 46263 | 17067 | 15729 | 61992 | 40% | 24797 | 86789 | 0 | 86789
Upgrade | 2.054 | 2000475435 | 10.3 |  | 600 | 600 |  |  | 2.7% | NA | 386 | Open Cut | Road | 37685 | 3675 | 12813 | 50498 | 40% | 20199 | 70697 | 1908.819 | 68788.181
Upgrade | 2.054 | 2000969415 | 3.1 |  | 600 | 600 |  |  | 2.7% | NA | 386 | Open Cut | Road | 30241 | 9891 | 10282 | 40524 | 40% | 16209 | 56733 | 1531.791 | 55201.209
Upgrade | 2.054 | 3000173409 | 5.1 |  | 600 | 600 | 5 | Not Surveyed | 11.66% | NA | 386 | Open Cut | Road | 48761 | 9511 | 16579 | 65340 | 40% | 26136 | 91476 | 10664.0891 | 80811.9109
Upgrade | 2.054 | 2000228684 | 27 |  | 600 | 600 |  |  | 2.7% | NA | 386 | Open Cut | Road | 110231 | 4087 | 37479 | 147709 | 40% | 59084 | 206793 | 5583.411 | 201209.589
Extension | 4.001 |  |  | 178.1 |  | 825 |  |  | 0% | NA | 386 | Open Cut | Road | 781296 | 4387 | 265641 | 1046937 | 40% | 418775 | 1465711 | 0 | 1465711
Upgrade | 2.024 | 3000129640 | 18.5 |  | 900 | 1200 |  |  | 2.7% | NA | 385 | Open Cut | Road | 216360 | 11685 | 73563 | 289923 | 40% | 115969 | 405892 | 10959.084 | 394932.916
Upgrade | 2.024 | 2000433840 | 25 |  | 525 | 1200 | 4 | 1 | 0% | NA | 385 | Open Cut | Road | 215270 | 8623 | 73192 | 288461 | 40% | 115384 | 403846 | 0 | 403846
Upgrade | 2.024 | 3000129639 | 20.5 |  | 525 | 1200 | 4 | Not Surveyed | 11.66% | NA | 385 | Open Cut | Road | 181993 | 8887 | 61877 | 243870 | 40% | 97548 | 341418 | 39801.8276 | 301616.1724
Upgrade | 3.055 | 2000517949 | 41.4 |  | 225 | 750 | 5 | 2 | 0% | PEPN - Phase 3 | 385 | Open Cut | Road | 207043 | 4996 | 70395 | 277438 | 40% | 110975 | 388413 | 0 | 388413
Upgrade | 3.054 | 2000920470 | 14.3 |  | 225 | 600 |  |  | 2.7% | PEPN - Phase 3 | 385 | Open Cut | Road | 77680 | 5435 | 26411 | 104091 | 40% | 41636 | 145727 | 3934.629 | 141792.371
Upgrade | 3.054 | 2000562656 | 56.6 |  | 525 | 600 | 4 | 2 | 0% | PEPN - Phase 3 | 385 | Open Cut | Road | 198103 | 3503 | 67355 | 265459 | 40% | 106183 | 371642 | 0 | 371642
Extension | 3.031 |  |  | 99.1 |  | 525 |  |  | 0% | PEPN - Phase 3 | 385 | Open Cut | Road | 285388 | 2879 | 97032 | 382420 | 40% | 152968 | 535388 | 0 | 535388
Extension | 3.034 |  |  | 72.5 |  | 375 |  |  | 0% | PEPN - Phase 3 | 387 | Open Cut | Road | 160069 | 2207 | 54423 | 214492 | 40% | 85797 | 300289 | 0 | 300289
Extension | 3.024 |  |  | 146.2 |  | 525 |  |  | 0% | PEPN - Phase 3 | 385 | Open Cut | Road | 423107 | 2894 | 143856 | 566964 | 40% | 226786 | 793749 | 0 | 793749
Extension | 3.033 |  |  | 68.5 |  | 525 |  |  | 0% | PEPN - Phase 3 | 387 | Open Cut | Road | 236126 | 3449 | 80283 | 316409 | 40% | 126564 | 442973 | 0 | 442973
Extension | 3.035 |  |  | 62.1 |  | 450 |  |  | 0% | PEPN - Phase 3 | 387 | Open Cut | Road | 185719 | 2992 | 63144 | 248863 | 40% | 99545 | 348408 | 0 | 348408
Upgrade | 3.048 | 2000281572 | 52.7 |  | 225 | 750 |  |  | 2.7% | PEPN - Stage 2 | 387 | Open Cut | Road | 266336 | 5050 | 90554 | 356890 | 40% | 142756 | 499646 | 13490.442 | 486155.558
Upgrade | 3.048 | 2000359180 | 62.2 |  | 225 | 750 |  |  | 2.7% | PEPN - Stage 2 | 387 | Open Cut | Road | 275249 | 4425 | 93585 | 368833 | 40% | 147533 | 516366 | 13941.882 | 502424.118
Upgrade | 3.048 | 2000384248 | 54.9 |  | 225 | 750 |  |  | 2.7% | PEPN - Stage 2 | 387 | Open Cut | Road | 245898 | 4478 | 83605 | 329504 | 40% | 131801 | 461305 | 12455.235 | 448849.765
Extension | 3.032 |  |  | 98.8 |  | 525 |  |  | 0% | PEPN - Phase 3 | 387 | Open Cut | Road | 285144 | 2885 | 96949 | 382093 | 40% | 152837 | 534930 | 0 | 534930
Extension | 3.029 |  |  | 122.8 |  | 750 |  |  | 0% | PEPN - Phase 3 | 387 | Open Cut | Road | 498744 | 4062 | 169573 | 668316 | 40% | 267327 | 935643 | 0 | 935643
Extension | 3.025 |  |  | 87.6 |  | 525 |  |  | 0% | PEPN - Stage 2 | 385 | Open Cut | Road | 255936 | 2920 | 87018 | 342955 | 40% | 137182 | 480136 | 0 | 480136
Upgrade | 3.044 | 2000032235 | 9.3 |  | 300 | 825 |  |  | 2.7% | NA | 387 | Open Cut | Road | 106166 | 11356 | 36096 | 142262 | 40% | 56905 | 199167 | 5377.509 | 193789.491
Upgrade | 3.044 | 2000647843 | 41.1 |  | 300 | 825 | 4 | 2 | 0% | NA | 387 | Open Cut | Road | 189400 | 4613 | 64396 | 253797 | 40% | 101519 | 355315 | 0 | 355315
Upgrade | 3.044 | 2000765076 | 39.1 |  | 300 | 825 |  |  | 2.7% | NA | 387 | Open Cut | Road | 186398 | 4769 | 63375 | 249773 | 40% | 99909 | 349682 | 9441.414 | 340240.586
Upgrade | 3.044 | 2000470862 | 19.5 |  | 225 | 825 |  |  | 2.7% | NA | 387 | Open Cut | Road | 117670 | 6035 | 40008 | 157678 | 40% | 63071 | 220749 | 5960.223 | 214788.777
Upgrade | 3.044 | 2000679713 | 15.6 | 0 | 225 | 825 |  |  | 2.7% | NA | 387 | Open Cut | Road | 88321 | 5657 | 30029 | 118350 | 40% | 47340 | 165690 | 4473.63 | 161216.37
Upgrade | 3.044 | 2000097457 | 57.5 |  | 225 | 825 |  |  | 2.7% | NA | 387 | Open Cut | Road | 277409 | 4822 | 94319 | 371728 | 40% | 148691 | 520419 | 14051.313 | 506367.687
Upgrade | 3.044 | 3000126067 | 11.3 |  | 225 | 825 |  |  | 2.7% | NA | 387 | Open Cut | Road | 85708 | 7598 | 29141 | 114849 | 40% | 45940 | 160789 | 4341.303 | 156447.697
Extension | 3.028 |  |  | 78.5 |  | 525 |  |  | 0% | NA | 387 | Open Cut | Road | 247963 | 3158 | 84307 | 332270 | 40% | 132908 | 465178 | 0 | 465178
Extension | 3.021 |  |  | 73.7 |  | 525 |  |  | 0% | NA | 387 | Open Cut | Road | 224323 | 3044 | 76270 | 300592 | 40% | 120237 | 420829 | 0 | 420829
Upgrade | 3.037 | 2000488518 | 51.6 |  | 225 | 1275 |  |  | 2.7% | PEPN - Stage 2 | 387 | Open Cut | Road | 358628 | 6955 | 121934 | 480561 | 40% | 192225 | 672786 | 18165.222 | 654620.778
Upgrade | 3.037 | 2000793373 | 14.8 |  | 225 | 1275 |  |  | 2.7% | PEPN - Stage 2 | 387 | Open Cut | Road | 108976 | 7359 | 37052 | 146028 | 40% | 58411 | 204440 | 5519.88 | 198920.12
Upgrade | 3.037 | 2000197934 | 81.8 |  | 300 | 1275 |  |  | 2.7% | PEPN - Stage 2 | 387 | Open Cut | Road | 571373 | 6981 | 194267 | 765640 | 40% | 306256 | 1071896 | 28941.192 | 1042954.808
Extension | 3.03 |  |  | 44.1 |  | 375 |  |  | 0% | NA | 387 | Open Cut | Road | 95259 | 2162 | 32388 | 127647 | 40% | 51059 | 178706 | 0 | 178706
Upgrade | 3.042 | 2000580880 | 48.2 |  | 225 | 450 |  |  | 2.7% | PEPN - Stage 2 | 387 | Open Cut | Road | 137083 | 2842 | 46608 | 183692 | 40% | 73477 | 257169 | 6943.563 | 250225.437
Upgrade | 3.042 | 2000192942 | 51 |  | 225 | 450 |  |  | 2.7% | PEPN - Stage 2 | 387 | Open Cut | Road | 158393 | 3106 | 53854 | 212246 | 40% | 84899 | 297145 | 8022.915 | 289122.085
Upgrade | 3.041 | 2000884109 | 34.5 |  | 150 | 525 |  |  | 2.7% | PEPN - Stage 2 | 387 | Open Cut | Road | 112884 | 3276 | 38380 | 151264 | 40% | 60506 | 211770 | 5717.79 | 206052.21
Upgrade | 3.041 | 2000497060 | 25.5 |  | 225 | 525 |  |  | 2.7% | PEPN - Stage 2 | 387 | Open Cut | Road | 85617 | 3359 | 29110 | 114727 | 40% | 45891 | 160618 | 4336.686 | 156281.314
Upgrade | 3.041 | 2000194954 | 9.6 |  | 225 | 525 |  |  | 2.7% | PEPN - Stage 2 | 387 | Open Cut | Road | 52288 | 5459 | 17778 | 70065 | 40% | 28026 | 98092 | 2648.484 | 95443.516
Upgrade | 3.041 | 2000420663 | 22.4 |  | 225 | 525 |  |  | 2.7% | PEPN - Stage 2 | 387 | Open Cut | Road | 99310 | 4431 | 33765 | 133076 | 40% | 53230 | 186306 | 5030.262 | 181275.738
Upgrade | 3.041 | 2000825343 | 15.6 |  | 225 | 525 |  |  | 2.7% | PEPN - Stage 2 | 387 | Open Cut | Road | 77012 | 4926 | 26184 | 103196 | 40% | 41278 | 144474 | 3900.798 | 140573.202
Upgrade | 3.041 | 2000038519 | 6.2 | 0 | 225 | 525 |  |  | 2.7% | PEPN - Stage 2 | 387 | Open Cut | Road | 49328 | 7971 | 16772 | 66099 | 40% | 26440 | 92539 | 2498.553 | 90040.447
Upgrade | 3.041 | 2000391422 | 26.4 |  | 225 | 525 |  |  | 2.7% | PEPN - Stage 2 | 387 | Open Cut | Road | 105879 | 4005 | 35999 | 141878 | 40% | 56751 | 198629 | 5362.983 | 193266.017
Upgrade | 3.061 | 2000552746 | 85.1 |  | 300 | 1200 | 4 | 3 | 21% | PEPN - Stage 2 | 385 | Open Cut | Road | 621379 | 7301 | 211269 | 832648 | 40% | 333059 | 1165707 | 244798.47 | 920908.53
Upgrade | 3.061 | 2000454042 | 58.8 |  | 300 | 1200 | 5 | 3 | 21% | PEPN - Stage 2 | 385 | Open Cut | Road | 468581 | 7967 | 159318 | 627898 | 40% | 251159 | 879058 | 184602.18 | 694455.82
Upgrade | 3.06 | 2000161210 | 40.5 |  | 300 | 825 | 4 | Not Surveyed | 11.66% | PEPN - Stage 2 | 386 | Open Cut | Road | 188487 | 4659 | 64086 | 252573 | 40% | 101029 | 353602 | 41222.214 | 312379.786
Upgrade | 3.06 | 2000918440 | 36.7 |  | 225 | 825 |  |  | 2.7% | PEPN - Stage 2 | 386 | Open Cut | Road | 182806 | 4977 | 62154 | 244961 | 40% | 97984 | 342945 | 9259.515 | 333685.485
Upgrade | 3.06 | 2000348836 | 65.1 |  | 225 | 825 | 4 | 5 | 70% | PEPN - Stage 2 | 386 | Open Cut | Road | 308306 | 4739 | 104824 | 413130 | 40% | 165252 | 578383 | 404868.1 | 173514.9
Upgrade | 3.06 | 2000857901 | 16.1 |  | 300 | 825 |  |  | 2.7% | PEPN - Stage 2 | 386 | Open Cut | Road | 116431 | 7239 | 39586 | 156017 | 40% | 62407 | 218424 | 5897.448 | 212526.552
Upgrade | 3.059 | 2000054615 | 42.4 |  | 300 | 675 |  |  | 2.7% | PEPN - Stage 3 | 386 | Open Cut | Road | 178513 | 4209 | 60694 | 239207 | 40% | 95683 | 334890 | 9042.03 | 325847.97
Upgrade | 3.059 | 2000751192 | 80.7 |  | 225 | 675 | 4 | 5 | 70% | PEPN - Stage 3 | 386 | Open Cut | Road | 307578 | 3812 | 104576 | 412154 | 40% | 164862 | 577016 | 403911.2 | 173104.8
Upgrade | 3.059 | 2000134872 | 15.4 |  | 225 | 675 | 4 | 4 | 70% | PEPN - Stage 3 | 386 | Open Cut | Road | 87909 | 5698 | 29889 | 117798 | 40% | 47119 | 164917 | 115441.9 | 49475.1
Upgrade | 3.038 | 2000105747 | 65.6 |  | 300 | 975 |  |  | 2.7% | PEPN - Stage 3 | 386 | Open Cut | Road | 408911 | 6233 | 139030 | 547941 | 40% | 219176 | 767117 | 20712.159 | 746404.841
Upgrade | 3.038 | 2000881721 | 14.3 |  | 300 | 975 |  |  | 2.7% | PEPN - Stage 3 | 386 | Open Cut | Road | 116242 | 8121 | 39522 | 155764 | 40% | 62306 | 218070 | 5887.89 | 212182.11
Upgrade | 3.038 | 2000188334 | 11.1 |  | 300 | 975 |  |  | 2.7% | PEPN - Stage 3 | 386 | Open Cut | Road | 110191 | 9970 | 37465 | 147656 | 40% | 59062 | 206718 | 5581.386 | 201136.614
Extension | 3.017 |  |  | 122.5 |  | 525 |  |  | 0% | PEPN - Stage 2 | 386 | Open Cut | Road | 363517 | 2968 | 123596 | 487113 | 40% | 194845 | 681959 | 0 | 681959
Extension | 3.016 |  |  | 57.2 |  | 375 |  |  | 0% | PEPN - Stage 3 | 385 | Open Cut | Road | 135384 | 2368 | 46031 | 181415 | 40% | 72566 | 253981 | 0 | 253981
Extension | 3.058 |  |  | 167 |  | 900 |  |  | 0% | PEPN - Stage 3 | 385 | Open Cut | Road | 904536 | 5415 | 307542 | 1212079 | 40% | 484831 | 1696910 | 0 | 1696910
Extension | 3.015 |  |  | 62.3 |  | 525 |  |  | 0% | PEPN - Stage 5 | 385 | Open Cut | Road | 194906 | 3130 | 66268 | 261174 | 40% | 104469 | 365643 | 0 | 365643
Extension | 3.005 |  |  | 168.5 |  | 675 |  |  | 0% | PEPN - Stage 5 | 385 | Open Cut | Road | 637522 | 3783 | 216758 | 854280 | 40% | 341712 | 1195992 | 0 | 1195992
Extension | 3.006 |  |  | 183.8 |  | 600 |  |  | 0% | PEPN - Phase 3 | 386 | Open Cut | Road | 580335 | 3157 | 197314 | 777649 | 40% | 311060 | 1088708 | 0 | 1088708
Extension | 3.027 |  |  | 33.4 |  | 375 |  |  | 0% | PEPN - Stage 2 | 387 | Open Cut | Road | 102597 | 3075 | 34883 | 137480 | 40% | 54992 | 192472 | 0 | 192472
Extension | 3.026 |  |  | 105.7 |  | 525 |  |  | 0% | PEPN - Stage 2 | 387 | Open Cut | Road | 329425 | 3117 | 112004 | 441429 | 40% | 176572 | 618001 | 0 | 618001
Upgrade | 3.046 | 3000044875 | 92.3 |  | 225 | 975 |  |  | 2.7% | PEPN - Stage 2 | 386 | Open Cut | Road | 588120 | 6374 | 199961 | 788081 | 40% | 315232 | 1103314 | 29789.478 | 1073524.522
Upgrade | 3.046 | 2000345441 | 15.8 |  | 300 | 975 |  |  | 2.7% | PEPN - Stage 2 | 386 | Open Cut | Road | 141645 | 8977 | 48159 | 189804 | 40% | 75922 | 265726 | 7174.602 | 258551.398
Upgrade | 3.046 | 2000317962 | 13.4 |  | 300 | 975 |  |  | 2.7% | PEPN - Stage 2 | 386 | Open Cut | Road | 114633 | 8525 | 38975 | 153608 | 40% | 61443 | 215052 | 5806.404 | 209245.596
Upgrade | 3.046 | 2000967108 | 32.8 |  | 300 | 975 |  |  | 2.7% | PEPN - Stage 2 | 386 | Open Cut | Road | 218524 | 6671 | 74298 | 292822 | 40% | 117129 | 409951 | 11068.677 | 398882.323
Upgrade | 3.046 | 2000362035 | 40.8 |  | 225 | 975 |  |  | 2.7% | PEPN - Stage 4 | 386 | Open Cut | Road | 256208 | 6273 | 87111 | 343319 | 40% | 137328 | 480647 | 12977.469 | 467669.531
Upgrade | 3.046 | 2000642425 | 48.6 |  | 225 | 975 |  |  | 2.7% | PEPN - Stage 4 | 386 | Open Cut | Road | 293367 | 6031 | 99745 | 393112 | 40% | 157245 | 550357 | 14859.639 | 535497.361
Upgrade | 3.047 | 2000925076 | 44.9 |  | 225 | 525 |  |  | 2.7% | PEPN - Stage 2 | 387 | Open Cut | Road | 141400 | 3152 | 48076 | 189476 | 40% | 75791 | 265267 | 7162.209 | 258104.791
Upgrade | 3.047 | 2000961858 | 36 |  | 225 | 525 |  |  | 2.7% | PEPN - Stage 2 | 387 | Open Cut | Road | 130566 | 3632 | 44392 | 174958 | 40% | 69983 | 244942 | 6613.434 | 238328.566
Upgrade | 3.047 | 2000187282 | 13.7 |  | 225 | 525 |  |  | 2.7% | PEPN - Stage 2 | 387 | Open Cut | Road | 58942 | 4303 | 20040 | 78983 | 40% | 31593 | 110576 | 2985.552 | 107590.448
Upgrade | 3.047 | 2000505381 | 3.5 |  | 225 | 525 |  |  | 2.7% | PEPN - Stage 2 | 387 | Open Cut | Road | 47020 | 13265 | 15987 | 63007 | 40% | 25203 | 88210 | 2381.67 | 85828.33
Extension | 3.018 |  |  | 57.5 |  | 525 |  |  | 0% | PEPN - Stage 2 | 386 | Open Cut | Road | 190716 | 3319 | 64844 | 255560 | 40% | 102224 | 357784 | 0 | 357784
Extension | 3.008 |  |  | 260.7 |  | 600 |  |  | 0% | PEPN - Stage 2 | 386 | Open Cut | Road | 832725 | 3194 | 283127 | 1115852 | 40% | 446341 | 1562193 | 0 | 1562193
Extension | 3.011 |  |  | 47 |  | 450 |  |  | 0% | PEPN - Stage 2 | 386 | Open Cut | Road | 136194 | 2898 | 46306 | 182500 | 40% | 73000 | 255500 | 0 | 255500
Extension | 3.01 |  |  | 103.1 |  | 600 |  |  | 0% | PEPN - Stage 2 | 386 | Open Cut | Road | 342369 | 3322 | 116406 | 458775 | 40% | 183510 | 642285 | 0 | 642285
Extension | 3.057 |  |  | 21.1 |  | 825 |  |  | 0% | PEPN - Stage 4 | 386 | Open Cut | Road | 143439 | 6813 | 48769 | 192209 | 40% | 76883 | 269092 | 0 | 269092
Upgrade | 3.045 | 2000622274 | 78.7 |  | 225 | 900 |  |  | 2.7% | PEPN - Stage 4 | 387 | Open Cut | Road | 435958 | 5539 | 148226 | 584184 | 40% | 233674 | 817858 | 22082.166 | 795775.834
Upgrade | 3.045 | 2000865449 | 49.7 |  | 225 | 900 |  |  | 2.7% | PEPN - Stage 4 | 387 | Open Cut | Road | 271853 | 5475 | 92430 | 364283 | 40% | 145713 | 509997 | 13769.919 | 496227.081
Extension | 3.013 |  |  | 73.2 |  | 525 |  |  | 0% | PEPN - Stage 4 | 386 | Open Cut | Road | 223853 | 3060 | 76110 | 299963 | 40% | 119985 | 419948 | 0 | 419948
Upgrade | 3.062 | 2000658137 | 98.5 |  | 450 | 1350 | 4 | 2 | 0% | PEPN - Stage 4 | 387 | Open Cut | Road | 720300 | 7310 | 244902 | 965202 | 40% | 386081 | 1351283 | 0 | 1351283
Upgrade | 3.062 | 2000643540 | 14.5 |  | 450 | 1350 |  |  | 2.7% | PEPN - Stage 4 | 387 | Open Cut | Road | 110155 | 7609 | 37453 | 147608 | 40% | 59043 | 206651 | 5579.577 | 201071.423
Upgrade | 3.039 | 2000018644 | 71.1 |  | 225 | 1125 |  |  | 2.7% | NA | 386 | Open Cut | Road | 509074 | 7164 | 173085 | 682159 | 40% | 272864 | 955023 | 25785.621 | 929237.379
Upgrade | 3.039 | 2000132465 | 69.9 |  | 225 | 1125 |  |  | 2.7% | NA | 386 | Open Cut | Road | 506475 | 7248 | 172202 | 678677 | 40% | 271471 | 950148 | 25653.996 | 924494.004
Upgrade | 3.051 | 2000042002 | 54.7 |  | 225 | 450 |  |  | 2.7% | NA | 386 | Open Cut | Road | 161057 | 2942 | 54759 | 215816 | 40% | 86327 | 302143 | 8157.861 | 293985.139
Upgrade | 3.064 | 2000090091 | 49.8 |  | 300 | 1050 |  |  | 2.7% | NA | 386 | Open Cut | Road | 326067 | 6548 | 110863 | 436929 | 40% | 174772 | 611701 | 16515.927 | 595185.073
Upgrade | 3.064 | 2000646839 | 42.7 |  | 225 | 1050 |  |  | 2.7% | NA | 386 | Open Cut | Road | 289043 | 6767 | 98275 | 387317 | 40% | 154927 | 542244 | 14640.588 | 527603.412
Upgrade | 3.04 | 2000474891 | 83.7 |  | 375 | 825 | 4 | 3 | 21% | NA | 386 | Open Cut | Road | 375560 | 4488 | 127690 | 503251 | 40% | 201300 | 704551 | 147955.71 | 556595.29
Upgrade | 3.053 | 2000822011 | 81.1 |  | 375 | 750 | 4 | Not Surveyed | 11.66% | NA | 386 | Open Cut | Road | 339808 | 4190 | 115535 | 455343 | 40% | 182137 | 637480 | 74316.1434 | 563163.8566
Upgrade | 3.053 | 2000075025 | 2.8 |  | 225 | 750 |  |  | 2.7% | NA | 386 | Open Cut | Road | 29960 | 10682 | 10187 | 40147 | 40% | 16059 | 56206 | 1517.562 | 54688.438
Upgrade | 3.053 | 2000301059 | 5.8 |  | 225 | 750 |  |  | 2.7% | NA | 386 | Open Cut | Road | 57413 | 9924 | 19520 | 76933 | 40% | 30773 | 107707 | 2908.089 | 104798.911
Upgrade | 3.053 | 2000742615 | 39.5 |  | 225 | 750 |  |  | 2.7% | NA | 386 | Open Cut | Road | 181013 | 4582 | 61544 | 242558 | 40% | 97023 | 339581 | 9168.687 | 330412.313
Upgrade | 3.053 | 3000191950 | 10.9 |  | 225 | 750 |  |  | 2.7% | NA | 386 | Open Cut | Road | 83828 | 7679 | 28502 | 112330 | 40% | 44932 | 157262 | 4246.074 | 153015.926
Upgrade | 3.053 | 2000070060 | 47.9 |  | 300 | 750 |  |  | 2.7% | NA | 386 | Open Cut | Road | 211798 | 4426 | 72011 | 283810 | 40% | 113524 | 397334 | 10728.018 | 386605.982
Upgrade | 3.053 | 2000303687 | 23.5 |  | 300 | 750 |  |  | 2.7% | NA | 386 | Open Cut | Road | 120331 | 5128 | 40912 | 161243 | 40% | 64497 | 225740 | 6094.98 | 219645.02
Upgrade | 3.063 | 2000601981 | 46.9 |  | 375 | 750 | 4 | 4 | 70% | NA | 386 | Open Cut | Road | 191054 | 4075 | 64958 | 256012 | 40% | 102405 | 358417 | 250891.9 | 107525.1
Upgrade | 3.063 | 2000548131 | 91.4 |  | 300 | 750 |  |  | 2.7% | NA | 386 | Open Cut | Road | 373307 | 4083 | 126924 | 500231 | 40% | 200093 | 700324 | 18908.748 | 681415.252
Upgrade | 3.063 | 2000337821 | 95.5 |  | 225 | 750 |  |  | 2.7% | NA | 386 | Open Cut | Road | 398242 | 4171 | 135402 | 533645 | 40% | 213458 | 747103 | 20171.781 | 726931.219
Upgrade | 3.063 | 2000736178 | 14.1 |  | 225 | 750 |  |  | 2.7% | NA | 386 | Open Cut | Road | 88197 | 6242 | 29987 | 118184 | 40% | 47274 | 165457 | 4467.339 | 160989.661
Upgrade | 3.063 | 2000689564 | 27.5 |  | 225 | 750 |  |  | 2.7% | NA | 386 | Open Cut | Road | 125829 | 4574 | 42782 | 168610 | 40% | 67444 | 236055 | 6373.485 | 229681.515
Upgrade | 3.052 | 2000766808 | 3.5 |  | 225 | 525 |  |  | 2.7% | NA | 386 | Open Cut | Road | 46984 | 13409 | 15975 | 62959 | 40% | 25184 | 88143 | 2379.861 | 85763.139
Upgrade | 3.052 | 2000644465 | 9 |  | 225 | 525 |  |  | 2.7% | NA | 386 | Open Cut | Road | 51817 | 5732 | 17618 | 69434 | 40% | 27774 | 97208 | 2624.616 | 94583.384
Upgrade | 3.049 | 2000326967 | 87.2 |  | 300 | 1125 | 4 | 5 | 70% | PEPN - Stage 4 | 386 | Open Cut | Road | 589897 | 6762 | 200565 | 790462 | 40% | 316185 | 1106646 | 774652.2 | 331993.8
Upgrade | 3.049 | 2000087594 | 22.5 |  | 225 | 1125 |  |  | 2.7% | PEPN - Stage 4 | 386 | Open Cut | Road | 183384 | 8156 | 62351 | 245735 | 40% | 98294 | 344029 | 9288.783 | 334740.217
Upgrade | 3.049 | 2000180027 | 15 |  | 225 | 1125 |  |  | 2.7% | PEPN - Stage 4 | 386 | Open Cut | Road | 144400 | 9598 | 49096 | 193496 | 40% | 77398 | 270895 | 7314.165 | 263580.835
Upgrade | 3.049 | 2000427348 | 54.2 |  | 225 | 1125 |  |  | 2.7% | PEPN - Stage 4 | 386 | Open Cut | Road | 404050 | 7456 | 137377 | 541427 | 40% | 216571 | 757997 | 20465.919 | 737531.081
Upgrade | 3.05 | 2000130082 | 29.7 |  | 225 | 975 |  |  | 2.7% | PEPN - Stage 4 | 386 | Open Cut | Road | 212939 | 7158 | 72399 | 285338 | 40% | 114135 | 399474 | 10785.798 | 388688.202
Upgrade | 3.05 | 2000794336 | 76.7 |  | 225 | 975 |  |  | 2.7% | PEPN - Stage 4 | 386 | Open Cut | Road | 474866 | 6191 | 161454 | 636320 | 40% | 254528 | 890848 | 24052.896 | 866795.104
Upgrade | 3.05 | 2000080257 | 68.9 |  | 300 | 975 |  |  | 2.7% | PEPN - Stage 4 | 386 | Open Cut | Road | 437655 | 6355 | 148803 | 586458 | 40% | 234583 | 821041 | 22168.107 | 798872.893
Upgrade | 3.05 | 2000095718 | 17.3 |  | 225 | 975 |  |  | 2.7% | PEPN - Stage 4 | 386 | Open Cut | Road | 144426 | 8360 | 49105 | 193531 | 40% | 77412 | 270943 | 7315.461 | 263627.539
Extension | 3.014 |  |  | 70.6 |  | 450 |  |  | 0% | NA | 386 | Open Cut | Road | 191790 | 2717 | 65209 | 256999 | 40% | 102800 | 359799 | 0 | 359799
Extension | 3.002 |  |  | 101.8 |  | 450 |  |  | 0% | NA | 386 | Open Cut | Road | 291660 | 2866 | 99164 | 390824 | 40% | 156330 | 547154 | 0 | 547154
Extension | 3.003 |  |  | 52.2 |  | 450 |  |  | 0% | NA | 386 | Open Cut | Road | 159265 | 3050 | 54150 | 213415 | 40% | 85366 | 298782 | 0 | 298782
Extension | 3.012 |  |  | 70.7 |  | 525 |  |  | 0% | NA | 386 | Open Cut | Road | 221690 | 3136 | 75375 | 297065 | 40% | 118826 | 415891 | 0 | 415891
Extension | 3.009 |  |  | 85.9 |  | 600 |  |  | 0% | PEPN - Stage 4 | 386 | Open Cut | Road | 286772 | 3338 | 97502 | 384274 | 40% | 153710 | 537984 | 0 | 537984
Extension | 3.007 |  |  | 294.5 |  | 750 |  |  | 0% | PEPN - Phase 3 | 386 | Open Cut | Road | 1174986 | 3990 | 399495 | 1574481 | 40% | 629792 | 2204273 | 0 | 2204273
Extension | 3.004 |  |  | 81 |  | 450 |  |  | 0% | PEPN - Phase 3 | 386 | Open Cut | Road | 202303 | 2496 | 68783 | 271087 | 40% | 108435 | 379521 | 0 | 379521
Upgrade | 4.01 | 2000051820 | 7.2 |  | 600 | 825 | 4 | 2 | 0% | NA | 386 | Open Cut | Road | 83528 | 11522 | 28400 | 111928 | 40% | 44771 | 156699 | 0 | 156699
Upgrade | 4.01 | 2000798957 | 5.6 |  | 600 | 825 | 4 | 2 | 0% | NA | 386 | Open Cut | Road | 57658 | 10244 | 19604 | 77261 | 40% | 30905 | 108166 | 0 | 108166
Upgrade | 4.01 | 2000084415 | 11.4 |  | 600 | 825 | 4 | 2 | 0% | NA | 386 | Open Cut | Road | 85925 | 7523 | 29215 | 115140 | 40% | 46056 | 161196 | 0 | 161196
Upgrade | 4.01 | 2000076955 | 69.5 |  | 450 | 825 | 4 | 2 | 0% | NA | 386 | Open Cut | Road | 334551 | 4812 | 113747 | 448298 | 40% | 179319 | 627617 | 0 | 627617
Upgrade | 4.01 | 2000006873 | 24.7 |  | 450 | 825 | 4 | 1 | 0% | NA | 386 | Open Cut | Road | 125595 | 5085 | 42702 | 168298 | 40% | 67319 | 235617 | 0 | 235617
Upgrade | 4.009 | 2000652341 | 2.5 |  | 300 | 825 |  |  | 2.7% | NA | 386 | Open Cut | Road | 52929 | 20961 | 17996 | 70924 | 40% | 28370 | 99294 | 2680.938 | 96613.062
Upgrade | 4.009 | 2000371630 | 31.9 |  | 600 | 825 | 5 | 2 | 0% | NA | 386 | Open Cut | Road | 156062 | 4887 | 53061 | 209124 | 40% | 83649 | 292773 | 0 | 292773
Upgrade | 4.009 | 2000535212 | 48.8 |  | 300 | 825 |  |  | 2.7% | NA | 386 | Open Cut | Road | 220640 | 4521 | 75018 | 295657 | 40% | 118263 | 413920 | 11175.84 | 402744.16
Upgrade | 4.009 | 3000102819 | 23 |  | 450 | 825 |  |  | 2.7% | NA | 386 | Open Cut | Road | 122964 | 5353 | 41808 | 164772 | 40% | 65909 | 230680 | 6228.36 | 224451.64
Upgrade | 4.009 | 2000834332 | 3.9 |  | 450 | 825 |  |  | 2.7% | NA | 386 | Open Cut | Road | 54965 | 14235 | 18688 | 73653 | 40% | 29461 | 103114 | 2784.078 | 100329.922
Upgrade | 4.009 | 2000857091 | 11.4 |  | 300 | 825 |  |  | 2.7% | NA | 386 | Open Cut | Road | 85886 | 7536 | 29201 | 115087 | 40% | 46035 | 161122 | 4350.294 | 156771.706
Upgrade | 4.009 | 2000726036 | 62.5 |  | 375 | 825 |  |  | 2.7% | NA | 386 | Open Cut | Road | 304418 | 4871 | 103502 | 407921 | 40% | 163168 | 571089 | 15419.403 | 555669.597
Upgrade | 4.009 | 2000815067 | 12 |  | 450 | 825 |  |  | 2.7% | NA | 386 | Open Cut | Road | 86881 | 7210 | 29539 | 116420 | 40% | 46568 | 162988 | 4400.676 | 158587.324
Upgrade | 4.009 | 2000845482 | 48.3 |  | 450 | 825 |  |  | 2.7% | NA | 386 | Open Cut | Road | 219908 | 4551 | 74769 | 294676 | 40% | 117870 | 412547 | 11138.769 | 401408.231
Extension | 4.011 |  |  | 75.4 |  | 675 |  |  | 0% | NA | 386 | Open Cut | Road | 324670 | 4305 | 110388 | 435058 | 40% | 174023 | 609081 | 0 | 609081
Extension | 4.012 |  |  | 127 |  | 600 |  |  | 0% | NA | 386 | Open Cut | Road | 406008 | 3197 | 138043 | 544050 | 40% | 217620 | 761670 | 0 | 761670
Upgrade | 4.008 | 2000113420 | 18.9 |  | 525 | 975 | 4 | 2 | 0% | NA | 386 | Open Cut | Road | 186352 | 9884 | 63360 | 249712 | 40% | 99885 | 349597 | 0 | 349597
Upgrade | 4.008 | 2000062149 | 74.4 |  | 375 | 975 |  |  | 2.7% | NA | 386 | Open Cut | Road | 470625 | 6325 | 160013 | 630638 | 40% | 252255 | 882893 | 23838.111 | 859054.889
Upgrade | 4.008 | 2000965216 | 18.4 |  | 375 | 975 |  |  | 2.7% | NA | 386 | Open Cut | Road | 146509 | 7963 | 49813 | 196323 | 40% | 78529 | 274852 | 7421.004 | 267430.996
Upgrade | 4.008 | 3000102628 | 25.9 |  | 300 | 975 |  |  | 2.7% | NA | 386 | Open Cut | Road | 183092 | 7072 | 62251 | 245344 | 40% | 98138 | 343481 | 9273.987 | 334207.013
Upgrade | 4.008 | 2000847426 | 22.5 |  | 375 | 975 | 4 | 4 | 70% | NA | 386 | Open Cut | Road | 176747 | 7866 | 60094 | 236841 | 40% | 94736 | 331577 | 232103.9 | 99473.1
Upgrade | 4.008 | 2000014237 | 7.1 |  | 375 | 975 | 4 | 2 | 0% | NA | 386 | Open Cut | Road | 80090 | 11349 | 27231 | 107321 | 40% | 42928 | 150249 | 0 | 150249
Upgrade | 4.008 | 2000472526 | 16.8 |  | 375 | 975 | 5 | 2 | 0% | NA | 386 | Open Cut | Road | 143498 | 8553 | 48789 | 192287 | 40% | 76915 | 269202 | 0 | 269202
Upgrade | 4.008 | 2000241550 | 3.2 |  | 300 | 975 |  |  | 2.7% | NA | 386 | Open Cut | Road | 73024 | 22479 | 24828 | 97852 | 40% | 39141 | 136993 | 3698.811 | 133294.189
Upgrade | 4.008 | 2000791152 | 17 |  | 300 | 975 |  |  | 2.7% | NA | 386 | Open Cut | Road | 143873 | 8474 | 48917 | 192790 | 40% | 77116 | 269905 | 7287.435 | 262617.565
Upgrade | 4.008 | 2000504830 | 15.1 |  | 300 | 975 |  |  | 2.7% | NA | 386 | Open Cut | Road | 140421 | 9288 | 47743 | 188164 | 40% | 75266 | 263430 | 7112.61 | 256317.39
Upgrade | 4.008 | 2000900356 | 33.9 |  | 450 | 975 | 4 | 3 | 21% | NA | 386 | Open Cut | Road | 220726 | 6502 | 75047 | 295773 | 40% | 118309 | 414082 | 86957.22 | 327124.78
Upgrade | 4.007 | 2000757606 | 27.9 |  | 450 | 450 | 5 | 2 | 0% | NA | 386 | Open Cut | Road | 83737 | 2998 | 28471 | 112207 | 40% | 44883 | 157090 | 0 | 157090
Upgrade | 4.007 | 2000435226 | 11.5 |  | 450 | 450 |  |  | 2.7% | NA | 386 | Open Cut | Road | 52605 | 4565 | 17886 | 70491 | 40% | 28196 | 98687 | 2664.549 | 96022.451
Upgrade | 4.007 | 2000770711 | 36.6 |  | 375 | 450 |  |  | 2.7% | NA | 386 | Open Cut | Road | 109353 | 2988 | 37180 | 146532 | 40% | 58613 | 205145 | 5538.915 | 199606.085
Upgrade | 4.007 | 2000092857 | 14.5 |  | 375 | 450 |  |  | 2.7% | NA | 386 | Open Cut | Road | 74130 | 5129 | 25204 | 99335 | 40% | 39734 | 139069 | 3754.863 | 135314.137
Upgrade | 4.007 | 2000636435 | 42.4 |  | 300 | 450 |  |  | 2.7% | NA | 386 | Open Cut | Road | 113458 | 2678 | 38576 | 152034 | 40% | 60813 | 212847 | 5746.869 | 207100.131
Extension | 4.002 |  |  | 331.3 |  | 825 |  |  | 0% | NA | 386 | Open Cut | Road | 1436783 | 4337 | 488506 | 1925289 | 40% | 770116 | 2695405 | 0 | 2695405
Upgrade | 4.014 | 2000246659 | 24.5 |  | 1200 | 1275 |  |  | 2.7% | NA | 386 | Open Cut | Road | 178912 | 7298 | 60830 | 239742 | 40% | 95897 | 335639 | 9062.253 | 326576.747
Upgrade | 4.014 | 2000028767 | 26.3 |  | 1200 | 1275 |  |  | 2.7% | NA | 386 | Open Cut | Road | 183334 | 6981 | 62334 | 245668 | 40% | 98267 | 343935 | 9286.245 | 334648.755
Upgrade | 4.014 | 2000849516 | 23.9 |  | 1200 | 1275 |  |  | 2.7% | NA | 386 | Open Cut | Road | 177453 | 7413 | 60334 | 237787 | 40% | 95115 | 332902 | 8988.354 | 323913.646
Upgrade | 4.014 | 2000046263 | 6.9 |  | 1200 | 1275 |  |  | 2.7% | NA | 386 | Open Cut | Road | 66217 | 9630 | 22514 | 88731 | 40% | 35493 | 124224 | 3354.048 | 120869.952
Upgrade | 4.006 | 2000965924 | 6.1 |  | 600 | 675 | 4 | 1 | 0% | NA | 386 | Open Cut | Road | 57292 | 9417 | 19479 | 76772 | 40% | 30709 | 107480 | 0 | 107480
Upgrade | 4.006 | 2000834679 | 12.1 |  | 600 | 675 |  |  | 2.7% | NA | 386 | Open Cut | Road | 83945 | 6929 | 28541 | 112487 | 40% | 44995 | 157481 | 4251.987 | 153229.013
Upgrade | 4.006 | 2000732051 | 6.1 |  | 600 | 675 |  |  | 2.7% | NA | 386 | Open Cut | Road | 57260 | 9453 | 19469 | 76729 | 40% | 30692 | 107421 | 2900.367 | 104520.633
Upgrade | 4.006 | 2000663711 | 31.5 |  | 600 | 675 |  |  | 2.7% | NA | 386 | Open Cut | Road | 146028 | 4634 | 49650 | 195678 | 40% | 78271 | 273949 | 7396.623 | 266552.377
Upgrade | 4.006 | 2000336007 | 3.2 |  | 600 | 675 |  |  | 2.7% | NA | 386 | Open Cut | Road | 53850 | 16793 | 18309 | 72159 | 40% | 28863 | 101022 | 2727.594 | 98294.406
Upgrade | 4.006 | 3000186007 | 29.6 |  | 600 | 675 |  |  | 2.7% | NA | 386 | Open Cut | Road | 124294 | 4200 | 42260 | 166553 | 40% | 66621 | 233175 | 6295.725 | 226879.275
Upgrade | 4.006 | 2000855011 | 21.5 |  | 600 | 675 |  |  | 2.7% | NA | 386 | Open Cut | Road | 114569 | 5338 | 38953 | 153522 | 40% | 61409 | 214931 | 5803.137 | 209127.863
Upgrade | 4.006 | 2000319540 | 8.3 |  | 225 | 675 |  |  | 2.7% | NA | 386 | Open Cut | Road | 59977 | 7202 | 20392 | 80370 | 40% | 32148 | 112518 | 3037.986 | 109480.014
Upgrade | 4.005 | 2000751335 | 3.9 |  | 675 | 975 | 4 | 1 | 0% | NA | 386 | Open Cut | Road | 74157 | 19216 | 25213 | 99370 | 40% | 39748 | 139118 | 0 | 139118
Upgrade | 4.005 | 3000153260 | 3.3 |  | 675 | 975 | 4 | Not Surveyed | 11.66% | NA | 386 | Open Cut | Road | 73176 | 21971 | 24880 | 98056 | 40% | 39222 | 137278 | 16003.5947 | 121274.4053
Upgrade | 4.005 | 2000424236 | 74.6 |  | 675 | 975 | 4 | 1 | 0% | NA | 386 | Open Cut | Road | 470950 | 6314 | 160123 | 631073 | 40% | 252429 | 883503 | 0 | 883503
Upgrade | 4.005 | 2000927727 | 11.6 |  | 675 | 975 | 4 | 1 | 0% | NA | 386 | Open Cut | Road | 111249 | 9571 | 37825 | 149074 | 40% | 59630 | 208704 | 0 | 208704
Upgrade | 4.005 | 3000103030 | 35.4 |  | 750 | 975 | 4 | 5 | 70% | NA | 386 | Open Cut | Road | 223457 | 6309 | 75975 | 299432 | 40% | 119773 | 419205 | 293443.5 | 125761.5
Upgrade | 4.005 | 3000153261 | 19.4 |  | 750 | 975 | 4 | Not Surveyed | 11.66% | NA | 386 | Open Cut | Road | 148387 | 7644 | 50452 | 198839 | 40% | 79536 | 278375 | 32452.4008 | 245922.5992
Upgrade | 4.005 | 2000322201 | 17 |  | 750 | 975 | 4 | 1 | 0% | NA | 386 | Open Cut | Road | 143944 | 8459 | 48941 | 192885 | 40% | 77154 | 270039 | 0 | 270039
Upgrade | 4.005 | 2000519319 | 18 |  | 750 | 975 | 4 | 1 | 0% | NA | 386 | Open Cut | Road | 145810 | 8090 | 49575 | 195385 | 40% | 78154 | 273539 | 0 | 273539
Upgrade | 4.005 | 2000330443 | 10.7 |  | 225 | 975 |  |  | 2.7% | NA | 386 | Open Cut | Road | 109530 | 10240 | 37240 | 146770 | 40% | 58708 | 205478 | 5547.906 | 199930.094
Upgrade | 4.005 | 2000323098 | 14.9 |  | 225 | 975 |  |  | 2.7% | NA | 386 | Open Cut | Road | 140051 | 9388 | 47617 | 187668 | 40% | 75067 | 262736 | 7093.872 | 255642.128
Upgrade | 4.005 | 2000454976 | 59 |  | 225 | 975 |  |  | 2.7% | NA | 386 | Open Cut | Road | 396677 | 6722 | 134870 | 531547 | 40% | 212619 | 744166 | 20092.482 | 724073.518
Extension | 4.004 |  |  | 116.9 |  | 600 |  |  | 0% | NA | 386 | Open Cut | Road | 395550 | 3384 | 134487 | 530037 | 40% | 212015 | 742052 | 0 | 742052
Extension | 4.003 |  |  | 127.5 |  | 675 |  |  | 0% | NA | 386 | Open Cut | Road | 485779 | 3809 | 165165 | 650944 | 40% | 260378 | 911322 | 0 | 911322
Upgrade | 5.006 | 2000502090 | 13.5 |  | 375 | 525 |  |  | 2.7% | NA | 387 | Open Cut | Road | 91540 | 6774 | 31124 | 122664 | 40% | 49065 | 171729 | 4636.683 | 167092.317
Upgrade | 5.006 | 2000720633 | 12.6 |  | 375 | 525 |  |  | 2.7% | NA | 387 | Open Cut | Road | 54916 | 4362 | 18672 | 73588 | 40% | 29435 | 103023 | 2781.621 | 100241.379
Upgrade | 5.006 | 2000410499 | 46.1 |  | 225 | 525 |  |  | 2.7% | NA | 387 | Open Cut | Road | 142462 | 3092 | 48437 | 190899 | 40% | 76360 | 267258 | 7215.966 | 260042.034
Upgrade | 5.01 | 2000121214 | 23.9 |  | 300 | 975 |  |  | 2.7% | NA | 387 | Open Cut | Road | 218411 | 9137 | 74260 | 292671 | 40% | 117068 | 409739 | 11062.953 | 398676.047
Upgrade | 5.01 | 2000560330 | 43.1 |  | 450 | 975 |  |  | 2.7% | NA | 387 | Open Cut | Road | 260419 | 6041 | 88542 | 348961 | 40% | 139585 | 488546 | 13190.742 | 475355.258
Upgrade | 5.01 | 3000143843 | 35.4 |  | 450 | 975 |  |  | 2.7% | NA | 387 | Open Cut | Road | 223337 | 6318 | 75935 | 299271 | 40% | 119709 | 418980 | 11312.46 | 407667.54
Upgrade | 5.01 | 2000651226 | 4.5 |  | 400 | 975 |  |  | 2.7% | NA | 387 | Open Cut | Road | 75354 | 16730 | 25620 | 100974 | 40% | 40390 | 141364 | 3816.828 | 137547.172
Upgrade | 5.01 | 2000685961 | 10.4 |  | 450 | 975 |  |  | 2.7% | NA | 387 | Open Cut | Road | 108940 | 10497 | 37039 | 145979 | 40% | 58392 | 204371 | 5518.017 | 198852.983
Upgrade | 5.005 | 2000369495 | 4.3 |  | 450 | 825 |  |  | 2.7% | NA | 387 | Open Cut | Road | 55604 | 12990 | 18905 | 74509 | 40% | 29804 | 104313 | 2816.451 | 101496.549
Upgrade | 5.005 | 2000085571 | 98.3 |  | 450 | 825 |  |  | 2.7% | NA | 387 | Open Cut | Road | 436781 | 4442 | 148505 | 585286 | 40% | 234114 | 819400 | 22123.8 | 797276.2
Upgrade | 5.005 | 2000604950 | 94.2 |  | 450 | 825 |  |  | 2.7% | NA | 387 | Open Cut | Road | 411035 | 4364 | 139752 | 550787 | 40% | 220315 | 771102 | 20819.754 | 750282.246
Extension | 3.023 |  |  | 104.8 |  | 450 |  |  | 0% | NA | 387 | Open Cut | Road | 310183 | 2961 | 105462 | 415646 | 40% | 166258 | 581904 | 0 | 581904
Upgrade | 5.004 | 2000594440 | 79.5 |  | 225 | 525 | 4 | 2 | 0% | NA | 387 | Open Cut | Road | 265170 | 3337 | 90158 | 355328 | 40% | 142131 | 497460 | 0 | 497460
Upgrade | 5.004 | 2000630816 | 35.9 |  | 225 | 525 | 4 | 3 | 21% | NA | 387 | Open Cut | Road | 114177 | 3177 | 38820 | 152997 | 40% | 61199 | 214195 | 44980.95 | 169214.05
Upgrade | 5.004 | 2000618516 | 4 |  | 300 | 525 |  |  | 2.7% | NA | 387 | Open Cut | Road | 47422 | 11839 | 16124 | 63546 | 40% | 25418 | 88964 | 2402.028 | 86561.972
Upgrade | 5.004 | 2000302510 | 51.5 |  | 300 | 525 |  |  | 2.7% | NA | 387 | Open Cut | Road | 166057 | 3225 | 56459 | 222517 | 40% | 89007 | 311523 | 8411.121 | 303111.879
Upgrade | 5.003 | 2000062545 | 43.5 |  | 300 | 600 |  |  | 2.7% | NA | 387 | Open Cut | Road | 163090 | 3753 | 55451 | 218541 | 40% | 87416 | 305957 | 8260.839 | 0
Upgrade | 5.003 | 2000462771 | 67.7 |  | 300 | 600 | 4 | 3 | 21% | NA | 387 | Open Cut | Road | 229116 | 3382 | 77900 | 307016 | 40% | 122806 | 429822 | 90262.62 | 339559.38
Upgrade | 5.009 | 2000883247 | 15.3 |  | 375 | 1125 |  |  | 2.7% | NA | 387 | Open Cut | Road | 145001 | 9465 | 49300 | 194301 | 40% | 77720 | 272021 | 7344.567 | 264676.433
Upgrade | 5.009 | 2000861926 | 38.7 |  | 300 | 1125 |  |  | 2.7% | NA | 387 | Open Cut | Road | 286942 | 7417 | 97560 | 384503 | 40% | 153801 | 538304 | 14534.208 | 523769.792
Upgrade | 5.009 | 2000853916 | 6.5 |  | 300 | 1125 |  |  | 2.7% | NA | 387 | Open Cut | Road | 102986 | 15851 | 35015 | 138001 | 40% | 55200 | 193201 | 5216.427 | 187984.573
Upgrade | 5.009 | 2000555391 | 97.9 |  | 300 | 1125 |  |  | 2.7% | NA | 387 | Open Cut | Road | 658637 | 6727 | 223937 | 882574 | 40% | 353029 | 1235603 | 33361.281 | 1202241.719
Upgrade | 5.002 | 2000742972 | 24.5 |  | 300 | 900 |  |  | 2.7% | NA | 387 | Open Cut | Road | 161383 | 6575 | 54870 | 216254 | 40% | 86501 | 302755 | 8174.385 | 294580.615
Upgrade | 5.002 | 2000081960 | 72 |  | 300 | 900 |  |  | 2.7% | NA | 387 | Open Cut | Road | 401280 | 5571 | 136435 | 537716 | 40% | 215086 | 752802 | 20325.654 | 732476.346
Upgrade | 5.002 | 2000598869 | 29.9 |  | 225 | 900 |  |  | 2.7% | NA | 387 | Open Cut | Road | 170476 | 5696 | 57962 | 228438 | 40% | 91375 | 319813 | 8634.951 | 311178.049
Upgrade | 5.002 | 2000741797 | 67.3 |  | 225 | 900 |  |  | 2.7% | NA | 387 | Open Cut | Road | 370681 | 5504 | 126031 | 496712 | 40% | 198685 | 695397 | 18775.719 | 676621.281
Upgrade | 5.008 | 2000904239 | 67.3 |  | 225 | 750 |  |  | 2.7% | NA | 387 | Open Cut | Road | 301647 | 4480 | 102560 | 404207 | 40% | 161683 | 565890 | 15279.03 | 550610.97
Upgrade | 5.008 | 2000595354 | 38 |  | 225 | 750 | 4 | 2 | 0% | NA | 387 | Open Cut | Road | 178981 | 4709 | 60853 | 239834 | 40% | 95934 | 335768 | 0 | 335768
Upgrade | 5.008 | 2000497054 | 8.3 |  | 300 | 750 |  |  | 2.7% | NA | 387 | Open Cut | Road | 60876 | 7306 | 20698 | 81574 | 40% | 32630 | 114203 | 3083.481 | 111119.519
Upgrade | 5.008 | 2000494846 | 16.1 |  | 450 | 750 | 4 | Not Surveyed | 11.66% | NA | 387 | Open Cut | Road | 90813 | 5657 | 30876 | 121689 | 40% | 48676 | 170364 | 19860.6944 | 150503.3056
Upgrade | 5.008 | 2000488050 | 11.1 |  | 450 | 750 |  |  | 2.7% | NA | 387 | Open Cut | Road | 84057 | 7583 | 28579 | 112636 | 40% | 45054 | 157690 | 4257.63 | 153432.37
Upgrade | 5.008 | 2000085776 | 6.3 |  | 300 | 750 | 5 | Not Surveyed | 11.66% | NA | 387 | Open Cut | Road | 58142 | 9198 | 19768 | 77910 | 40% | 31164 | 109074 | 12715.6288 | 96358.3712
Upgrade | 5.008 | 2000540221 | 19.1 |  | 300 | 750 |  |  | 2.7% | NA | 387 | Open Cut | Road | 114331 | 6000 | 38872 | 153203 | 40% | 61281 | 214484 | 5791.068 | 208692.932
Extension | 3.001 |  |  | 117.8 |  | 675 |  |  | 0% | NA | 386 | Open Cut | Road | 454662 | 3860 | 154585 | 609247 | 40% | 243699 | 852945 | 0
Extension | 5.001 |  |  | 97.5 |  | 450 |  |  | 0% | PEPN - Stage 6 | 387 | Open Cut | Road | 266200 | 2731 | 90508 | 356708 | 40% | 142683 | 499391 | 0
Upgrade | 3.043 | 2000778511 | 69.7 |  | 450 | 675 |  |  | 2.7% | PEPN - Stage 6 | 387 | Open Cut | Road | 298436 | 4279 | 101468 | 399905 | 40% | 159962 | 559867 | 15116.409 | 544750.591
Upgrade | 3.043 | 2000137853 | 6.8 |  | 450 | 675 |  |  | 2.7% | PEPN - Stage 6 | 387 | Open Cut | Road | 56306 | 10705 | 19144 | 75450 | 40% | 30180 | 105631 | 2852.037 | 102778.963
Upgrade | 3.043 | 2000869637 | 5.3 |  | 450 | 675 |  |  | 2.7% | PEPN - Stage 6 | 387 | Open Cut | Road | 56306 | 10705 | 19144 | 75450 | 40% | 30180 | 105631 | 2852.037 | 102778.963
Upgrade | 3.043 | 2000397128 | 49.6 |  | 300 | 675 |  |  | 2.7% | NA | 387 | Open Cut | Road | 58187 | 8517 | 19784 | 77970 | 40% | 31188 | 109158 | 2947.266 | 106210.734
Extension | 3.02 |  |  | 76.4 |  | 450 |  |  | 0% | NA | 387 | Open Cut | Road | 138029 | 2785 | 46930 | 184959 | 40% | 73984 | 258942 | 0
Extension | 5.007 |  |  | 90.1 |  | 600 |  |  | 0% | NA | 387 | Open Cut | Road | 291063 | 3232 | 98961 | 390025 | 40% | 156010 | 546035 | 0
Extension | 6.005 |  |  | 93.7 |  | 600 |  |  | 0% | NA | 387 | Open Cut | Road | 330685 | 3528 | 112433 | 443117 | 40% | 177247 | 620364 | 0
Upgrade | 6.01 | 2000965068 | 9.9 |  | 450 | 1050 |  |  | 2.7% | NA | 387 | Open Cut | Road | 148325 | 14921 | 50430 | 198755 | 40% | 79502 | 278257 | 7512.939 | 270744.061
Upgrade | 6.01 | 2000843285 | 39.3 |  | 450 | 1050 |  |  | 2.7% | NA | 387 | Open Cut | Road | 259464 | 6602 | 88218 | 347682 | 40% | 139073 | 486754 | 13142.358 | 473611.642
Upgrade | 6.01 | 3000101115 | 35.7 |  | 225 | 1050 |  |  | 2.7% | NA | 387 | Open Cut | Road | 252122 | 7067 | 85721 | 337843 | 40% | 135137 | 472981 | 12770.487 | 460210.513
Upgrade | 6.01 | 2000121353 | 69.5 |  | 375 | 1050 |  |  | 2.7% | NA | 387 | Open Cut | Road | 472211 | 6794 | 160552 | 632763 | 40% | 253105 | 885868 | 23918.436 | 861949.564
Upgrade | 6.01 | 2000613418 | 5.4 |  | 450 | 1050 |  |  | 2.7% | NA | 387 | Open Cut | Road | 77426 | 14373 | 26325 | 103751 | 40% | 41501 | 145252 | 3921.804 | 141330.196
Upgrade | 6.01 | 2000597595 | 47.4 |  | 450 | 1050 |  |  | 2.7% | NA | 387 | Open Cut | Road | 321302 | 6772 | 109243 | 430544 | 40% | 172218 | 602762 | 16274.574 | 586487.426
Upgrade | 6.01 | 2000497874 | 9.9 |  | 450 | 1050 |  |  | 2.7% | NA | 387 | Open Cut | Road | 109234 | 11038 | 37139 | 146373 | 40% | 58549 | 204923 | 5532.921 | 199390.079
Upgrade | 6.01 | 2000287774 | 10 |  | 450 | 1050 |  |  | 2.7% | NA | 387 | Open Cut | Road | 109509 | 10916 | 37233 | 146743 | 40% | 58697 | 205440 | 5546.88 | 199893.12
Upgrade | 6.01 | 2000594004 | 56.9 |  | 450 | 1050 |  |  | 2.7% | NA | 387 | Open Cut | Road | 401416 | 7050 | 136481 | 537897 | 40% | 215159 | 753056 | 20332.512 | 732723.488
Upgrade | 6.002 | 2000112186 | 52.5 |  | 450 | 975 |  |  | 2.7% | NA | 387 | Open Cut | Road | 361967 | 6890 | 123069 | 485036 | 40% | 194015 | 679051 | 18334.377 | 660716.623
Upgrade | 6.002 | 2000748675 | 10.7 |  | 300 | 975 |  |  | 2.7% | NA | 387 | Open Cut | Road | 109573 | 10222 | 37255 | 146828 | 40% | 58731 | 205559 | 5550.093 | 200008.907
Upgrade | 6.002 | 2000299426 | 39.8 |  | 450 | 975 |  |  | 2.7% | NA | 387 | Open Cut | Road | 254319 | 6386 | 86469 | 340788 | 40% | 136315 | 477103 | 12881.781 | 464221.219
Upgrade | 6.002 | 2000447110 | 56.1 |  | 450 | 975 |  |  | 2.7% | NA | 387 | Open Cut | Road | 368578 | 6571 | 125317 | 493894 | 40% | 197558 | 691452 | 18669.204 | 672782.796
Upgrade | 6.002 | 2000369219 | 41.3 |  | 300 | 975 |  |  | 2.7% | NA | 387 | Open Cut | Road | 256999 | 6228 | 87380 | 344378 | 40% | 137751 | 482130 | 13017.51 | 469112.49
Upgrade | 6.002 | 2000058450 | 42.6 |  | 300 | 975 |  |  | 2.7% | NA | 387 | Open Cut | Road | 205534 | 4821 | 69882 | 275416 | 40% | 110166 | 385582 | 10410.714 | 375171.286
Upgrade | 6.002 | 3000158790 | 26.6 |  | 300 | 975 |  |  | 2.7% | NA | 387 | Open Cut | Road | 184453 | 6928 | 62714 | 247167 | 40% | 98867 | 346034 | 9342.918 | 336691.082
Upgrade | 6.002 | 2000208722 | 7.6 |  | 300 | 975 |  |  | 2.7% | NA | 387 | Open Cut | Road | 103821 | 13625 | 35299 | 139121 | 40% | 55648 | 194769 | 5258.763 | 189510.237
Upgrade | 6.002 | 2000009652 | 15.7 |  | 300 | 975 |  |  | 2.7% | NA | 387 | Open Cut | Road | 141556 | 8999 | 48129 | 189685 | 40% | 75874 | 265560 | 7170.12 | 258389.88
Upgrade | 6.002 | 2000161028 | 21.3 |  | 300 | 975 |  |  | 2.7% | NA | 387 | Open Cut | Road | 117755 | 5536 | 40037 | 157792 | 40% | 63117 | 220908 | 5964.516 | 214943.484
Upgrade | 6.011 | 2000613884 | 114.9 |  | 450 | 1125 |  |  | 2.7% | NA | 387 | Open Cut | Road | 840673 | 7317 | 285829 | 1126502 | 40% | 450601 | 1577103 | 42581.781 | 1534521.219
Upgrade | 6.011 | 2000039579 | 60.8 |  | 225 | 1125 |  |  | 2.7% | NA | 387 | Open Cut | Road | 441226 | 7257 | 150017 | 591243 | 40% | 236497 | 827741 | 22349.007 | 805391.993
Upgrade | 6.003 | 2000002646 | 105.8 |  | 225 | 975 |  |  | 2.7% | NA | 387 | Open Cut | Road | 658295 | 6222 | 223820 | 882115 | 40% | 352846 | 1234961 | 33343.947 | 1201617.053
Upgrade | 6.003 | 2000671521 | 55.2 |  | 225 | 975 |  |  | 2.7% | NA | 387 | Open Cut | Road | 366963 | 6645 | 124768 | 491731 | 40% | 196692 | 688423 | 18587.421 | 669835.579
Extension | 6.006 |  |  | 133.7 |  | 750 |  |  | 0% | NA | 387 | Open Cut | Road | 575814 | 4308 | 195777 | 771591 | 40% | 308636 | 1080227 | 0
Upgrade | 6.004 | 2000242774 | 6.2 |  | 300 | 750 |  |  | 2.7% | NA | 387 | Open Cut | Road | 81424 | 13060 | 27684 | 109108 | 40% | 43643 | 152751 | 4124.277 | 148626.723
Upgrade | 6.004 | 2000126605 | 104.1 |  | 300 | 750 |  |  | 2.7% | NA | 387 | Open Cut | Road | 434475 | 4173 | 147721 | 582196 | 40% | 232878 | 815075 | 22007.025 | 793067.975
Extension | 6.007 |  |  | 155.9 |  | 525 |  |  | 0% | NA | 387 | Open Cut | Road | 469881 | 3014 | 159760 | 629641 | 40% | 251856 | 881497 | 0
Upgrade | 6.009 | 2000118377 | 23.6 |  | 375 | 825 |  |  | 2.7% | NA | 387 | Open Cut | Road | 147386 | 6234 | 50111 | 197497 | 40% | 78999 | 276496 | 7465.392 | 269030.608
Upgrade | 6.009 | 2000941228 | 14.9 | 0 | 375 | 825 |  |  | 2.7% | NA | 387 | Open Cut | Road | 91183 | 6131 | 31002 | 122185 | 40% | 48874 | 171059 | 4618.593 | 166440.407
Upgrade | 6.009 | 2000015552 | 50.6 |  | 375 | 825 |  |  | 2.7% | NA | 387 | Open Cut | Road | 247446 | 4888 | 84132 | 331578 | 40% | 132631 | 464209 | 12533.643 | 451675.357
Upgrade | 6.009 | 2000750470 | 80.2 |  | 375 | 825 |  |  | 2.7% | NA | 387 | Open Cut | Road | 370295 | 4616 | 125900 | 496195 | 40% | 198478 | 694673 | 18756.171 | 675916.829
Upgrade | 6.009 | 2000227476 | 80.2 |  | 375 | 825 |  |  | 2.7% | NA | 387 | Open Cut | Road | 370263 | 4617 | 125889 | 496153 | 40% | 198461 | 694614 | 18754.578 | 675859.422
Upgrade | 6.009 | 2000758727 | 16.3 |  | 225 | 825 |  |  | 2.7% | NA | 387 | Open Cut | Road | 93423 | 5717 | 31764 | 125186 | 40% | 50075 | 175261 | 4732.047 | 170528.953
Extension | 6.001 |  |  | 70.7 |  | 600 |  |  | 0% | NA | 387 | Open Cut | Road | 251611 | 3559 | 85548 | 337159 | 40% | 134864 | 472023 | 0
Extension | 6.008 |  |  | 94.2 |  | 525 |  |  | 0% | NA | 387 | Open Cut | Road | 281092 | 2984 | 95571 | 376664 | 40% | 150665 | 527329 | 0
Renewal |  | 2000210446 | 85.5 |  | 1200 | NA | 4 | 4 | 100% | NA | 385 | Open Cut | Road | $- | $- | $- | $- | 40% | $- | $-
Renewal |  | 2000728704 | 44.6 |  | 1500 | NA | 5 | 4 | 100% | NA | 385 | Open Cut | Road | $- | $- | $- | $- | 40% | $- | $-
Renewal |  | 2000631847 | 39.2 |  | 225 | NA | 4 | 4 | 100% | NA | 385 | Open Cut | Road | $- | $- | $- | $- | 40% | $- | $-
Renewal |  | 2000501968 | 38.9 |  | 225 | NA | 4 | 5 | 100% | NA | 385 | Open Cut | Road | $- | $- | $- | $- | 40% | $- | $-
Renewal |  | 2000493978 | 72.4 |  | 375 | NA | 5 | 5 | 100% | NA | 378 | Open Cut | Road | $- | $- | $- | $- | 40% | $- | $-
Renewal |  | 2000132695 | 53.1 |  | 300 | NA | 5 | 5 | 100% | NA | 386 | Open Cut | Road | $- | $- | $- | $- | 40% | $- | $-
Renewal |  | 2000390249 | 22 |  | 300 | NA | 4 | 4 | 100% | NA | 386 | Open Cut | Road | $- | $- | $- | $- | 40% | $- | $-
Note on A1: [Threaded comment] Your version of Excel allows you to read this threaded comment; however, any edits to it will get removed if the file is opened in a newer version of Excel. Learn more: https://go.microsoft.com/fwlink/?linkid=870924 Comment: Identified as a WSP upgrade or extension.
Note on B1: [Threaded comment] Your version of Excel allows you to read this threaded comment; however, any edits to it will get removed if the file is opened in a newer version of Excel. Learn more: https://go.microsoft.com/fwlink/?linkid=870924 Comment: WSP ID identifier.
Note on C1: [Threaded comment] Your version of Excel allows you to read this threaded comment; however, any edits to it will get removed if the file is opened in a newer version of Excel. Learn more: https://go.microsoft.com/fwlink/?linkid=870924 Comment: SAP ID identifier - Auckland Council database of assets.
Note on D1: [Threaded comment] Your version of Excel allows you to read this threaded comment; however, any edits to it will get removed if the file is opened in a newer version of Excel. Learn more: https://go.microsoft.com/fwlink/?linkid=870924 Comment: Length determined from Auckland GIS data.
Note on E1: [Threaded comment] Your version of Excel allows you to read this threaded comment; however, any edits to it will get removed if the file is opened in a newer version of Excel. Learn more: https://go.microsoft.com/fwlink/?linkid=870924 Comment: Component of Growth for extensions 100%.
Note on F1: [Threaded comment] Your version of Excel allows you to read this threaded comment; however, any edits to it will get removed if the file is opened in a newer version of Excel. Learn more: https://go.microsoft.com/fwlink/?linkid=870924 Comment: Existing diameter of pipe identified from Auckland Council GeoMaps.
Note on G1: [Threaded comment] Your version of Excel allows you to read this threaded comment; however, any edits to it will get removed if the file is opened in a newer version of Excel. Learn more: https://go.microsoft.com/fwlink/?linkid=870924 Comment: Pipe diameter identified from WSP analysis. Inputs include catchment imperviousness of 90% and 2.1 degrees of climate change increase to rainfall.
Note on H1: [Threaded comment] Your version of Excel allows you to read this threaded comment; however, any edits to it will get removed if the file is opened in a newer version of Excel. Learn more: https://go.microsoft.com/fwlink/?linkid=870924 Comment: Pipe critical number. (Either 4 or 5). Data obtained from Jean Pierre, Auckland Council GIS files.
Note on I1: [Threaded comment] Your version of Excel allows you to read this threaded comment; however, any edits to it will get removed if the file is opened in a newer version of Excel. Learn more: https://go.microsoft.com/fwlink/?linkid=870924 Comment: Pipe condition number. Data obtained from Jean Pierre, Auckland Council GIS files. Reply: Pipes which are not surveyed do not have a condition number.
Note on K1: [Threaded comment] Your version of Excel allows you to read this threaded comment; however, any edits to it will get removed if the file is opened in a newer version of Excel. Learn more: https://go.microsoft.com/fwlink/?linkid=870924 Comment: WSP identified network servicing KO lots. The timing of the network is governed by the WSP upgrade / extension servicing the superlot stages outlined in the KO GINW, Pt England & Panmure North SMP's. Note the stages for Omaru and Panmure North correspond to alternative timings.
Note on L1: [Threaded comment] Your version of Excel allows you to read this threaded comment; however, any edits to it will get removed if the file is opened in a newer version of Excel. Learn more: https://go.microsoft.com/fwlink/?linkid=870924 Comment: Auckland Council MSM Zone, sourced from Boris.

## Tamaki Pipe Net Scen 2
Scenario 2
Upgrade/ Extension | WSP ID | SAP ID | Length of Upgrade/ Extension (m) | Existing Diameter (mm) | Pipe Diameter (90% IMP +2.1) (mm) | Critical Number | Condition Number | MSM Zone | Installation Method | Reinstatement Needed | Pipe DIA (90% IMP +2.1) (mm) Direct Works Cost total ($) | Pipe DIA (90% IMP +2.1) (mm) Budget Cost/lm (rate) | Expected Fees Cost total ($) | Expected Base Estimate ($) | Contingency (%) | Contingency Cost total ($) | P50 Expected Estimate in PDV($) | Renewal Rate | Renewal Share
Upgrade | 14.006 | 2000459773 | 55.2 | 375 | 525 | 5 | 3 | 375 | Open Cut | Road | 205117 | 3716 | 69740 | 274857 | 40% | 109943 | 384800 | 21% | 80808
Upgrade | 7.002 | 2000065222 | 88.41 | 1200 | 1500 | 5 | 3 | 375 | Open Cut | Road | 744312 | 8419 | 253066 | 997378 | 40% | 398951 | 1396328.58 | 21% | 293229.0018
Upgrade | 8.02 | 2000347154 | 47.93 | 600 | 975 | 4 | 2 | 368 | Open Cut | Road | 292052 | 6093 | 99298 | 391349 | 40% | 156540 | 547888.67 | 0% | 0
Upgrade | 3.004 | 2000322715 | 62.1495 | 1650 | 2400 | 5 | 2 | 375 | Open Cut | Road | 923324 | 14857 | 313930 | 1237254 | 40% | 494902 | 1732155.66 | 0% | 0
Upgrade | NA | 2000827966 | 11.13 | 300 | 600 | 4 | 4 | 375 | Open Cut | Road | 56614 | 5088 | 19249 | 75863 | 40% | 30345 | 106207.52 | 70% | 74345.264
Upgrade | 4.013 | 2000697423 | 26.37 | 675 | 1050 | 5 | 3 | 374 | Open Cut | Road | 225604 | 8773 | 76705 | 302309 | 40% | 120924 | 423233.1049 | 21% | 88878.952
Upgrade | NA | 2000540230 | 20.54 | 600 | 1050 | 4 | 2 | 374 | Open Cut | Road | 177462.4722 | 8372.6513 | 60337.2405 | 237799.7127 | 40% | 95119.8851 | 332919.5978 | 0% | 0
Upgrade | 12.002 | 2000441032 | 16.91 | 1500 | 1950 | 5 | 2 | 377 | Open Cut | Road | 204835 | 12114 | 69644 | 274480 | 40% | 109792 | 384272 | 0% | 0
Upgrade | 5.005 | 2000850039 | 70.52 | 1500 | 1800 | 5 | 3 | 378 | Open Cut | Road | 842639 | 10416 | 286497 | 1129136 | 40% | 451654 | 1580790 | 21% | 331965.9
Upgrade | 5.011 | 2000370291 | 13.95 | 675 | 675 |  |  | 378 | Open Cut | Road | 86138 | 6176 | 29287 | 115425 | 40% | 46170 | 161595 | 2.66% | 4298.427
Upgrade | 15.004 | 2000757638 | 44.96 | 1500 | 1950 | 4 | 2 | 377 | Open Cut | Road | 524266 | 11660 | 178251 | 702517 | 40% | 281007 | 983524 | 0% | 0
Upgrade | 5.004 | 2000083467 | 88.63 | 900 | 1800 | 4 | 2 | 378 | Open Cut | Road | 917001 | 10347 | 311781 | 1228782 | 40% | 491513 | 1720295 | 0% | 0
Upgrade | 5.005 | 2000009858 | 34.62 | 1500 | 1800 | 5 | 2 | 378 | Open Cut | Road | 380612 | 10907 | 129408 | 510021 | 40% | 204008 | 714029 | 0% | 0
Upgrade | 5.018 | 2000261318 | 128.08 | 1500 | 1800 | 5 | 3 | 378 | Open Cut | Road | 1309077 | 10221 | 445086 | 1754163 | 40% | 701665 | 2455828 | 21% | 515723.88
Upgrade | 5.003 | 2000591589 | 69.24 | 1500 | 1800 | 5 | 2 | 378 | Open Cut | Road | 708171 | 10228 | 240778 | 948950 | 40% | 379580 | 1328529.64 | 0% | 0
Upgrade | 12.003 | 2000623492 | 128.16 | 1500 | 1950 | 5 | 2 | 377 | Open Cut | Road | 1465874 | 11438 | 498397 | 1964271 | 40% | 785709 | 2749979.81 | 0% | 0
Upgrade | 5.003 | 2000542364 | 39.53 | 1500 | 1800 | 5 | 2 | 378 | Open Cut | Road | 420684 | 10642 | 143033 | 563716 | 40% | 225487 | 789203.08 | 0% | 0
Upgrade | 5.005 | 2000333419 | 86.64 | 1500 | 1800 | 5 | 2 | 378 | Open Cut | Road | 880608 | 10363 | 299407 | 1180014 | 40% | 472006 | 1652019.96 | 0% | 0
Upgrade | 5.004 | 2000174187 | 16.03 | 900 | 1800 | 4 | 1 | 378 | Open Cut | Road | 173740 | 10838 | 59072 | 232812 | 40% | 93125 | 325936.7 | 0% | 0
Upgrade | 12.002 | 2000307972 | 14.5328 | 1500 | 1950 | 4 | 1 | 377 | Open Cut | Road | 172385 | 11862 | 58611 | 230996 | 40% | 92398 | 323394.62 | 0% | 0
Upgrade | 5.018 | 2000682349 | 79.09 | 1600 | 1800 | 5 | 1 | 378 | Open Cut | Road | 813159 | 10282 | 276474 | 1089634 | 40% | 435853 | 1525487.06 | 0% | 0
Upgrade | 5.004 | 2000485570 | 83.06 | 1500 | 1800 | 5 | 3 | 378 | Open Cut | Road | 850763 | 10242 | 289259 | 1140022 | 40% | 456009 | 1596030.74 | 21% | 335166.4554
Upgrade | 12.002 | 2000377707 | 26.59 | 1500 | 1950 | 4 | 1 | 377 | Open Cut | Road | 312662 | 11759 | 106305 | 418967 | 40% | 167587 | 586554.44 | 0% | 0
Upgrade | 12.005 | 2000012504 | 61.6225 | 1500 | 1800 | 5 | 3 | 385 | Open Cut | Road | 601116 | 10216 | 204379 | 805495 | 40% | 322198 | 1127693.42 | 21% | 236815.6182
Upgrade | 5.004 | 2000937601 | 32.26 | 900 | 1800 | 4 | 1 | 378 | Open Cut | Road | 348050 | 10788 | 118337 | 466387 | 40% | 186555 | 652941.22 | 0% | 0
Upgrade | 5.005 | 2000475294 | 9.27 | 1500 | 1800 | 5 | 2 | 378 | Open Cut | Road | 133873 | 11692 | 45517 | 179390 | 40% | 71756 | 251145.58 | 0% | 0
Upgrade | 5.003 | 2000779415 | 122.32 | 1350 | 1800 | 5 | 1 | 378 | Open Cut | Road | 1264790 | 10340 | 430029 | 1694818 | 40% | 677927 | 2372745.7 | 0% | 0
Upgrade | 12.002 | 2000341756 | 81.71 | 1500 | 1950 | 5 | 1 | 377 | Open Cut | Road | 941082 | 11518 | 319968 | 1261050 | 40% | 504420 | 1765469.38 | 0% | 0
Upgrade | 11.019 | 2000072076 | 41.5 | 825 | 1275 |  |  | 377 | Open Cut | Road | 289943 | 6987 | 98581 | 388524 | 40% | 155409 | 543933.16 | 2.66% | 14468.6221
Upgrade | 11.019 | 2000129299 | 80.55 | 825 | 1275 |  |  | 377 | Open Cut | Road | 545416 | 6771 | 185442 | 730858 | 40% | 292343 | 1023201.25 | 2.66% | 27217.1532
Upgrade | 11.016 | 2000036366 | 66.23 | 750 | 1200 | 4 | 2 | 377 | Open Cut | Road | 508774 | 7682 | 172983 | 681757 | 40% | 272703 | 954459.13 | 0% | 0
Upgrade | 11.02 | 2000589094 | 13 | 825 | 1350 |  |  | 377 | Open Cut | Road | 106160 | 8167 | 36094 | 142255 | 40% | 56902 | 199156.6 | 2.66% | 5297.5656
Upgrade | 11.013 | 2000635991 | 26.36 | 600 | 975 |  |  | 377 | Open Cut | Road | 183971 | 6979 | 62550 | 246521 | 40% | 98608 | 345128.97 | 2.66% | 9180.4306
Upgrade | 11.012 | 2000926339 | 42.93 | 600 | 825 |  |  | 377 | Open Cut | Road | 192253 | 4478 | 65366 | 257619 | 40% | 103048 | 360667.25 | 2.66% | 9593.7488
Upgrade | 11.012 | 2000584847 | 65.01 | 525 | 825 | 5 | 4 | 377 | Open Cut | Road | 308241 | 4742 | 104802 | 413043 | 40% | 165217 | 578260.49 | 70% | 404782.343
Upgrade | 11.027 | 2000540878 | 83.0998 | 900 | 1650 |  |  | 385 | Open Cut | Road | 778611 | 9350 | 264728 | 1043339 | 40% | 417336 | 1460674.27 | 2.66% | 38853.9356
Upgrade | 11.013 | 2000008121 | 49.92 | 600 | 975 |  |  | 377 | Open Cut | Road | 334752 | 6705 | 113816 | 448568 | 40% | 179427 | 627995.45 | 2.66% | 16704.679
Upgrade | 11.018 | 2000251787 | 57.16 | 825 | 1275 |  |  | 377 | Open Cut | Road | 395181 | 6928 | 134361 | 529542 | 40% | 211817 | 741358.96 | 2.66% | 19720.1483
Upgrade | 11.015 | 3000021735 | 10.39 | 900 | 1200 |  |  | 377 | Open Cut | Road | 112816 | 10854 | 38358 | 151174 | 40% | 60469 | 211643.21 | 2.66% | 5629.7094
Upgrade | 11.013 | 2000760262 | 16.93 | 600 | 975 |  |  | 377 | Open Cut | Road | 143780 | 8493 | 48885 | 192665 | 40% | 77066 | 269730.48 | 2.66% | 7174.8308
Upgrade | 11.027 | 2000066206 | 5.97 | 900 | 1650 |  |  | 385 | Open Cut | Road | 66781 | 11178 | 22705 | 89486 | 40% | 35794 | 125280.34 | 2.66% | 3332.457
Upgrade | 11.02 | 2000136909 | 53.77 | 825 | 1350 |  |  | 377 | Open Cut | Road | 219738 | 7362 | 74711 | 294449 | 40% | 117779 | 412227.89 | 2.66% | 10965.2619
Upgrade | 11.015 | 3000021733 | 15.81 | 900 | 1200 |  |  | 377 | Open Cut | Road | 148283 | 9380 | 50416 | 198700 | 40% | 79480 | 278179.67 | 2.66% | 7399.5792
Upgrade | 11.015 | 2000405181 | 65.85 | 900 | 1200 | 5 | 3 | 377 | Open Cut | Road | 507890 | 7712 | 172683 | 680573 | 40% | 272229 | 952801.93 | 21% | 200088.4053
Upgrade | 11.017 | 2000225664 | 69.9 | 825 | 1200 |  |  | 377 | Open Cut | Road | 540515 | 7714 | 183775 | 724290 | 40% | 289716 | 1014005.61 | 2.66% | 26972.5492
Upgrade | B.007 | 2000650272 | 12.59 | 1350 | 1800 |  |  | 385 | Open Cut | Road | 138133 | 10975 | 46965 | 185098 | 40% | 74039 | 259137.45 | 2.66% | 6893.0562
Upgrade | 11.014 | 2000676989 | 40.31 | 750 | 1050 |  |  | 377 | Open Cut | Road | 261497 | 6487 | 88909 | 350406 | 40% | 140162 | 490567.81 | 2.66% | 13049.1037
Upgrade | 11.016 | 2000141927 | 31.66 | 750 | 1200 |  |  | 377 | Open Cut | Road | 253761 | 8015 | 86279 | 340039 | 40% | 136016 | 476055.28 | 2.66% | 12663.0704
Upgrade | 11.014 | 2000850195 | 70.03 | 750 | 1050 |  |  | 377 | Open Cut | Road | 473274 | 6758 | 160913 | 634187 | 40% | 253675 | 887861.66 | 2.66% | 23617.1202
Upgrade | 11.027 | 2000496544 | 80.06 | 900 | 1800 | 4 | 2 | 385 | Open Cut | Road | 744999 | 9305 | 253300 | 998298 | 40% | 399319 | 1397617 | 0% | 0
Upgrade | 11.02 | 2000878153 | 43.52 | 825 | 1350 |  |  | 377 | Open Cut | Road | 324957 | 7453 | 110485 | 435442 | 40% | 174177 | 609618.97 | 2.66% | 16215.8646
Upgrade | 11.027 | 3000099268 | 69.9556 | 900 | 1650 | 4 | 4 | 385 | Open Cut | Road | 642608 | 9186 | 218487 | 861095 | 40% | 344438 | 1205533.25 | 70% | 843873.275
Upgrade | 11.02 | 3000137809 | 23.9269 | 825 | 1350 |  |  | 377 | Open Cut | Road | 181058 | 7567 | 61560 | 242617 | 40% | 97047 | 339664.45 | 2.66% | 9035.0744
Upgrade | 9.009 | 2000280103 | 29.07 | 750 | 1275 | 4 | 3 | 375 | Open Cut | Road | 213122 | 7332 | 72462 | 285584 | 40% | 114234 | 399817.76 | 21% | 83961.7296
Upgrade | 9.009 | 2000460577 | 15.37 | 900 | 1275 | 4 | 3 | 375 | Open Cut | Road | 110404 | 7182 | 37537 | 147942 | 40% | 59177 | 207118.54 | 21% | 43494.8934
Upgrade | NA | 2000422905 | 23.9269 | 900 | 2100 |  |  | 387 | Open Cut | Road | 2116257.3116 | 12513.1003 | 719527.4859 | 2835784.7975 | 40% | 1134313.919 | 3970098.7166 | 2.66% | 105604.6259
Upgrade | 5.01 | 2000121214 | 23.9 | 300 | 975 |  |  | 387 | Open Cut | Road | 218411 | 9137 | 74260 | 292671 | 40% | 117068 | 409738.8 | 2.66% | 10899.0521
Upgrade | 3.062 | 2000643540 | 14.48 | 450 | 1350 |  |  | 387 | Open Cut | Road | 110155 | 7609 | 37453 | 147608 | 40% | 59043 | 206650.54 | 2.66% | 5496.9044
Upgrade | 12.009 | 2000421685 | 70.2 | 1200 | 1650 | 4 | 2 | 377 | Open Cut | Road | 666120 | 9489 | 226481 | 892601 | 40% | 357041 | 1249642.04 | 0% | 0
Upgrade | 3.04 | 2000474891 | 83.67 | 375 | 825 | 4 | 3 | 386 | Open Cut | Road | 375560 | 4488 | 127690 | 503251 | 40% | 201300 | 704550.71 | 21% | 147955.6491
Upgrade | 15.009 | 2000197771 | 37.36 | 1500 | 1650 | 4 | 2 | 377 | Open Cut | Road | 354904 | 9499 | 120668 | 475572 | 40% | 190229 | 665800.7 | 0% | 0
Upgrade | 3.064 | 2000646839 | 42.71 | 225 | 1050 |  |  | 386 | Open Cut | Road | 289043 | 6767 | 98275 | 387317 | 40% | 154927 | 542244.37 | 2.66% | 14423.7002
Upgrade | 3.039 | 2000132465 | 69.88 | 225 | 1125 |  |  | 386 | Open Cut | Road | 506475 | 7248 | 172202 | 678677 | 40% | 271471 | 950148.01 | 2.66% | 25273.9371
Upgrade | 4.037 | 2000649953 | 64.03 | 450 | 675 | 5 | 2 | 374 | Open Cut | Road | 291608 | 4554 | 99147 | 390755 | 40% | 156302 | 547056.4654 | 0% | 0
Upgrade | 3.039 | 2000018644 | 71.06 | 225 | 1125 |  |  | 386 | Open Cut | Road | 509074 | 7164 | 173085 | 682159 | 40% | 272864 | 955022.97 | 2.66% | 25403.611
Upgrade | 12.007 | 2000030578 | 85.9997 | 1200 | 1650 | 5 | 3 | 377 | Open Cut | Road | 810543 | 9425 | 275585 | 1086127 | 40% | 434451 | 1520578.48 | 21% | 319321.4808
Upgrade | 3.053 | 2000822011 | 81.1 | 375 | 750 | 4 |  | 386 | Open Cut | Road | 339808 | 4190 | 115535 | 455343 | 40% | 182137 | 637479.91 | 11.66% | 74316.1329
Upgrade | 3.064 | 2000090091 | 49.8 | 300 | 1050 |  |  | 386 | Open Cut | Road | 326067 | 6548 | 110863 | 436929 | 40% | 174772 | 611700.91 | 2.66% | 16271.2442
Upgrade | 15.009 | 2000832027 | 19.99 | 1200 | 1650 | 4 | 1 | 377 | Open Cut | Road | 205154 | 10260 | 69752 | 274907 | 40% | 109963 | 384869.4 | 0% | 0
Upgrade | 8.014 | 2000461036 | 48.13 | 525 | 1200 |  |  | 368 | Open Cut | Road | 360695 | 7494 | 122636 | 483332 | 40% | 193333 | 676664.35 | 2.66% | 17999.2717
Upgrade | 8.013 | 2000613177 | 4.5 | 450 | 1125 |  |  | 368 | Open Cut | Road | 75927 | 16867 | 25815 | 101742 | 40% | 40697 | 142438.61 | 2.66% | 3788.867
Upgrade | 8.013 | 2000106312 | 4.47 | 450 | 1125 |  |  | 368 | Open Cut | Road | 76721 | 15774 | 26085 | 102806 | 40% | 41122 | 143927.9 | 2.66% | 3828.4821
Upgrade | 8.015 | 2000847657 | 68.49 | 525 | 1200 | 4 | 5 | 368 | Open Cut | Road | 49042 | -49042 | 16674 | 65717 | 40% | 26287 | 92003.24 | 70% | 64402.268
Upgrade | 8.013 | 2000731996 | 18.37 | 450 | 1125 |  |  | 368 | Open Cut | Road | 190689 | 10380 | 64834 | 255524 | 40% | 102209 | 357733.1 | 2.66% | 9515.7005
Upgrade | 8.013 | 2000589306 | 20.52 | 450 | 1125 |  |  | 368 | Open Cut | Road | 178220 | 8855 | 60595 | 238815 | 40% | 95526 | 334340.98 | 2.66% | 8893.4701
Upgrade | 8.014 | 2000916712 | 38.48 | 525 | 1200 |  |  | 368 | Open Cut | Road | 292550 | 7602 | 99467 | 392017 | 40% | 156807 | 548823.21 | 2.66% | 14598.6974
Upgrade | 8.014 | 2000139296 | 37.04 | 525 | 1200 |  |  | 368 | Open Cut | Road | 289145 | 7806 | 98309 | 387454 | 40% | 154981 | 542435.08 | 2.66% | 14428.7731
Upgrade | 8.013 | 2000687142 | 11.89 | 450 | 1125 |  |  | 368 | Open Cut | Road | 153812 | 12931 | 52296 | 206108 | 40% | 82443 | 288550.65 | 2.66% | 7675.4473
Upgrade | 8.014 | 2000596072 | 19.1 | 525 | 1200 |  |  | 368 | Open Cut | Road | 10042 | -10042 | 3414 | 13457 | 40% | 5383 | 18839.24 | 2.66% | 501.1238
Extension | 1.008 |  | 122.979 |  | 375 |  |  | 376 | Open Cut | Road | 253249 | 2059 | 86105 | 339353 | 40% | 135741 | 475094.69 | 0% | 0
Extension | 1.005 |  | 149.9897 |  | 750 |  |  | 376 | Open Cut | Road | 594039 | 3961 | 201973 | 796013 | 40% | 318405 | 1114417.79 | 0% | 0
Extension | 1.004 |  | 96.7661 |  | 600 |  |  | 376 | Open Cut | Road | 317442 | 3281 | 107930 | 425373 | 40% | 170149 | 595521.51 | 0% | 0
Extension | 1.003 |  | 37.7783 |  | 375 |  |  | 368 | Open Cut | Road | 91777 | 2429 | 31204 | 122982 | 40% | 49193 | 172174.18 | 0% | 0
Extension | 1.001 |  | 55.4551 |  | 450 |  |  | 368 | Open Cut | Road | 161567 | 2913 | 54933 | 216500 | 40% | 86600 | 303100.42 | 0% | 0
Extension | 1.002 |  | 75.1629 |  | 450 |  |  | 368 | Open Cut | Road | 214489 | 2854 | 72926 | 287415 | 40% | 114966 | 402380.93 | 0% | 0
Extension | 1.006 |  | 63.1831 |  | 450 |  |  | 377 | Open Cut | Road | 202893 | 3211 | 68984 | 271876 | 40% | 108751 | 380627.08 | 0% | 0
Extension | 2.002 |  | 62.0821 |  | 450 |  |  | 376 | Open Cut | Road | 185728 | 2992 | 63148 | 248876 | 40% | 99550 | 348426.06 | 0% | 0
Extension | 2.007 |  | 103.9853 |  | 450 |  |  | 376 | Open Cut | Road | 293245 | 2820 | 99703 | 392948 | 40% | 157179 | 550127.34 | 0% | 0
Extension | 2.001 |  | 111.5061 |  | 525 |  |  | 376 | Open Cut | Road | 334511 | 3000 | 113734 | 448245 | 40% | 179298 | 627543.4 | 0% | 0
Extension | 2.004 |  | 107.7644 |  | 525 |  |  | 376 | Open Cut | Road | 347625 | 3226 | 118193 | 465818 | 40% | 186327 | 652144.64 | 0% | 0
Extension | 2.005 |  | 65.3114 |  | 450 |  |  | 376 | Open Cut | Road | 188030 | 2879 | 63930 | 251960 | 40% | 100784 | 352743.94 | 0% | 0
Extension | 2.006 |  | 96.654 |  | 525 |  |  | 376 | Open Cut | Road | 283236 | 2930 | 96300 | 379537 | 40% | 151815 | 531351.48 | 0% | 0
Extension | 4.001 |  | 66.8792 |  | 300 |  |  | 374 | Open Cut | Road | 144368 | 2159 | 49085 | 193453 | 40% | 77381 | 270834.6575 | 0% | 0
Extension | 4.005 |  | 170.3583 |  | 675 |  |  | 374 | Open Cut | Road | 639719 | 3755 | 217505 | 857224 | 40% | 342890 | 1200113.3588 | 0% | 0
Extension | 4.004 |  | 36.441 |  | 750 |  |  | 374 | Open Cut | Road | 157409 | 4320 | 53519 | 210928 | 40% | 84371 | 295298.5899 | 0% | 0
Extension | 4.003 |  | 98.5226 |  | 450 |  |  | 374 | Open Cut | Road | 250575 | 2543 | 85196 | 335771 | 40% | 134308 | 470079.439 | 0% | 0
Extension | 4.002 |  | 85.4307 |  | 450 |  |  | 374 | Open Cut | Road | 221807 | 2596 | 75414 | 297221 | 40% | 118888 | 416109.7194 | 0% | 0
Extension | 5.002 |  | 43.4692 |  | 375 |  |  | 385 | Open Cut | Road | 108187 | 2489 | 36784 | 144971 | 40% | 57988 | 202958.97 | 0% | 0
Extension | 5.001 |  | 259.8681 |  | 900 |  |  | 385 | Open Cut | Road | 1358003 | 5226 | 461721 | 1819724 | 40% | 727890 | 2547613.72 | 0% | 0
Extension | 8.001 |  | 152.3442 |  | 450 |  |  | 368 | Open Cut | Road | 405363 | 2661 | 137823 | 543186 | 40% | 217274 | 760460.16 | 0% | 0
Extension | 8.003 |  | 77.0707 |  | 525 |  |  | 368 | Open Cut | Road | 243646 | 3161 | 82840 | 326485 | 40% | 130594 | 457079.31 | 0% | 0
Extension | 8.002 |  | 31.2144 |  | 300 |  |  | 368 | Open Cut | Road | 67483 | 2162 | 22944 | 90427 | 40% | 36171 | 126597.26 | 0% | 0
Extension | 9.001 |  | 215.4299 |  | 825 |  |  | 368 | Open Cut | Road | 939998 | 4363 | 319599 | 1259597 | 40% | 503839 | 1763435.99 | 0% | 0
Extension | 9.006 |  | 40.6367 |  | 375 |  |  | 375 | Open Cut | Road | 93359 | 2297 | 31742 | 125102 | 40% | 50041 | 175142.13 | 0% | 0
Extension | 10.009 |  | 222.8724 |  | 525 |  |  | 376 | Open Cut | Road | 644413 | 2891 | 219100 | 863513 | 40% | 345405 | 1208918.23 | 0% | 0
Extension | 10.008 |  | 89.5983 |  | 525 |  |  | 376 | Open Cut | Road | 257639 | 2876 | 87597 | 345237 | 40% | 138095 | 483331.51 | 0% | 0
Extension | 10.006 |  | 139.4265 |  | 525 |  |  | 377 | Open Cut | Road | 397760 | 2853 | 135238 | 532999 | 40% | 213199 | 746197.95 | 0% | 0
Extension | 10.005 |  | 89.3506 |  | 525 |  |  | 377 | Open Cut | Road | 257423 | 2881 | 87524 | 344947 | 40% | 137979 | 482925.96 | 0% | 0
Extension | 10.001 |  | 76.6258 |  | 450 |  |  | 377 | Open Cut | Road | 215531 | 2813 | 73281 | 288812 | 40% | 115525 | 404337 | 0% | 0
Extension | 10.025 |  | 99.4082 |  | 600 |  |  | 377 | Open Cut | Road | 271646 | 2733 | 108859 | 429034 | 40% | 171614 | 600647.5882 | 0% | 0
Extension | 10.007 |  | 115.0231 |  | 450 |  |  | 377 | Open Cut | Road | 317492 | 2760 | 107947 | 425439 | 40% | 170176 | 595614.46 | 0% | 0
Extension | 11.004 |  | 61.8742 |  | 450 |  |  | 377 | Open Cut | Road | 201960 | 3264 | 68666 | 270626 | 40% | 108251 | 378876.98 | 0% | 0
Extension | 11.005 |  | 120.6549 |  | 525 |  |  | 385 | Open Cut | Road | 378316 | 3136 | 128627 | 506943 | 40% | 202777 | 709720.03 | 0% | 0
Extension | 11.006 |  | 66.5259 |  | 375 |  |  | 385 | Open Cut | Road | 156751 | 2356 | 53295 | 210047 | 40% | 84019 | 294065.34 | 0% | 0
Extension | 11.007 |  | 79.9334 |  | 525 |  |  | 377 | Open Cut | Road | 249202 | 3118 | 84729 | 333931 | 40% | 133572 | 467503.57 | 0% | 0
Extension | 11.008 |  | 77.0848 |  | 375 |  |  | 377 | Open Cut | Road | 175855 | 2281 | 59791 | 235646 | 40% | 94259 | 329904.85 | 0% | 0
Extension | 11.003 |  | 92.7675 |  | 525 |  |  | 377 | Open Cut | Road | 279844 | 3017 | 95147 | 374990 | 40% | 149996 | 524986.62 | 0% | 0
Extension | 12.001 |  | 111.9362 |  | 600 |  |  | 385 | Open Cut | Road | 387355 | 3461 | 131701 | 519055 | 40% | 207622 | 726677.13 | 0% | 0
Extension | 13.008 |  | 119.5099 |  | 375 |  |  | 377 | Open Cut | Road | 218144 | 1825 | 85452 | 336780 | 40% | 134712 | 471492.6048 | 0% | 0
Extension | 13.007 |  | 57.3825 |  | 375 |  |  | 375 | Open Cut | Road | 135502 | 2361 | 46071 | 181572 | 40% | 72629 | 254201.04 | 0% | 0
Extension | 13.005 |  | 50.706 |  | 450 |  |  | 377 | Open Cut | Road | 528865 | 2992 | 220101 | 867457 | 40% | 346983 | 1214440 | 0% | 0
Extension | 13.003 |  | 176.7414 |  | 675 |  |  | 377 | Open Cut | Road | 243076 | 3105 | 82646 | 325722 | 40% | 130289 | 456011 | 0% | 0
Extension | 13.004 |  | 78.2871 |  | 600 |  |  | 377 | Open Cut | Road | 158183 | 3120 | 53782 | 211965 | 40% | 84786 | 296751 | 0% | 0
Extension | 13.001 |  | 80.3748 |  | 600 |  |  | 368 | Open Cut | Road | 277995 | 3459 | 94518 | 372513 | 40% | 149005 | 521518.64 | 0% | 0
Extension | 13.002 |  | 22.8371 |  | 450 |  |  | 368 | Open Cut | Road | 96486 | 4225 | 32805 | 129291 | 40% | 51717 | 181008.07 | 0% | 0
Extension | 15.001 |  | 88.9903 |  | 450 |  |  | 377 | Open Cut | Road | 185790 | 2088 | 82886 | 326667 | 40% | 130667 | 457334.1015 | 0% | 0
Extension | 10.002 |  | 83.2206 |  | 450 |  |  | 377 | Open Cut | Road | 195830 | 2353 | 80448 | 317060 | 40% | 126824 | 443883.6094 | 0% | 0
Extension | 10.003 |  | 103.1037 |  | 600 |  |  | 377 | Open Cut | Road | 293655 | 2848 | 116417 | 458819 | 40% | 183528 | 642346.8373 | 0% | 0
Extension | 10.004 |  | 243.8681 |  | 675 |  |  | 377 | Open Cut | Road | 723686 | 2968 | 302156 | 1190849 | 40% | 476340 | 1667188.2796 | 0% | 0
Extension | 15.006 |  | 25.0112 |  | 375 |  |  | 377 | Open Cut | Road | 81782 | 3270 | 27806 | 109588 | 40% | 43835 | 153422.95 | 0% | 0
Extension | 15.007 |  | 36.7 |  | 300 |  |  | 377 | Open Cut | Road | 69651 | 1898 | 23681 | 93332 | 40% | 37333 | 130664.85 | 0% | 0
Extension | 15.005 |  | 94.1348 |  | 375 |  |  | 377 | Open Cut | Road | 201481 | 2140 | 68504 | 269985 | 40% | 107994 | 377979.04 | 0% | 0
Extension | 16.004 |  | 99.6249 |  | 450 |  |  | 376 | Open Cut | Road | 267741 | 2687 | 91032 | 358773 | 40% | 143509 | 502282.22 | 0% | 0
Extension | 16.006 |  | 31.7677 |  | 300 |  |  | 376 | Open Cut | Road | 80961 | 2549 | 27527 | 108488 | 40% | 43395 | 151883.31 | 0% | 0
Extension | 16.005 |  | 198.7155 |  | 600 |  |  | 376 | Open Cut | Road | 634629 | 3194 | 215774 | 850403 | 40% | 340161 | 1190564.04 | 0% | 0
Extension | 16.001 |  | 250.6259 |  | 525 |  |  | 376 | Open Cut | Road | 726388 | 2898 | 246972 | 973360 | 40% | 389344 | 1362703.52 | 0% | 0
Extension | 16.002 |  | 106.4371 |  | 525 |  |  | 376 | Open Cut | Road | 297326 | 2793 | 101091 | 398417 | 40% | 159367 | 557784.27 | 0% | 0
Extension | 17.009 |  | 94.1157 |  | 450 |  |  | 376 | Open Cut | Road | 263815 | 2803 | 89697 | 353511 | 40% | 141405 | 494916.05 | 0% | 0
Extension | 17.005 |  | 198.9331 |  | 750 |  |  | 376 | Open Cut | Road | 805669 | 4050 | 273928 | 1079597 | 40% | 431839 | 1511435.49 | 0% | 0
Extension | 17.004 |  | 50.9496 |  | 450 |  |  | 376 | Open Cut | Road | 174736 | 3430 | 59410 | 234147 | 40% | 93659 | 327805.11 | 0% | 0
Extension | 17.003 |  | 73.1719 |  | 525 |  |  | 376 | Open Cut | Road | 223862 | 3059 | 76113 | 299975 | 40% | 119990 | 419965.41 | 0% | 0
Extension | 17.002 |  | 97.8385 |  | 525 |  |  | 376 | Open Cut | Road | 284270 | 2906 | 96652 | 380922 | 40% | 152369 | 533291.36 | 0% | 0
Extension | 17.015 |  | 100.117 |  | 375 |  |  | 376 | Open Cut | Road | 237666 | 2374 | 80806 | 318473 | 40% | 127389 | 445861.51 | 0% | 0
Extension | 17.011 |  | 96.8224 |  | 300 |  |  | 376 | Open Cut | Road | 175321 | 1811 | 59609 | 234930 | 40% | 93972 | 328902.54 | 0% | 0
Extension | 17.014 |  | 113.7578 |  | 750 |  |  | 376 | Open Cut | Road | 467024 | 4105 | 158788 | 625812 | 40% | 250325 | 876137.25 | 0% | 0
Extension | 17.012 |  | 153.6011 |  | 450 |  |  | 376 | Open Cut | Road | 406258 | 2645 | 138128 | 544386 | 40% | 217755 | 762140.76 | 0% | 0
Extension | 17.013 |  | 74.0656 |  | 975 |  |  | 376 | Open Cut | Road | 469982 | 6345 | 159794 | 629776 | 40% | 251910 | 881685.79 | 0% | 0
Extension | 18.001 |  | 154.9088 |  | 525 |  |  | 377 | Open Cut | Road | 485403 | 3133 | 165037 | 650440 | 40% | 260176 | 910615.86 | 0% | 0
Extension | 18.002 |  | 84.2245 |  | 600 |  |  | 377 | Open Cut | Road | 285034 | 3384 | 96912 | 381946 | 40% | 152778 | 534723.7 | 0% | 0
Extension | B.002 |  | 70.8752 |  | 450 |  |  | 376 | Open Cut | Road | 191995 | 2709 | 65278 | 257274 | 40% | 102909 | 360183.05 | 0% | 0
Extension | B.001 |  | 83.2416 |  | 525 |  |  | 376 | Open Cut | Road | 268470 | 3225 | 91280 | 359750 | 40% | 143900 | 503650.23 | 0% | 0
Extension | 1.001 |  | 55.4551 |  | 450 |  |  | 385 | Open Cut | Road | 161567 | 2913 | 54933 | 216500 | 40% | 86600 | 303100 | 0% | 0
Extension | 1.003 |  | 37.7783 |  | 375 |  |  | 385 | Open Cut | Road | 278158 | 3062 | 94574 | 372732 | 40% | 149093 | 521824.37 | 0% | 0
Extension | 1.002 |  | 75.1629 |  | 450 |  |  | 385 | Open Cut | Road | 155990 | 2394 | 53037 | 209026 | 40% | 83611 | 292636.95 | 0% | 0
Extension | 1.009 |  | 59.1079 |  | 375 |  |  | 385 | Open Cut | Road | 149717 | 2533 | 50904 | 200620 | 40% | 80248 | 280868.28 | 0% | 0
Extension | 1.008 |  | 122.979 |  | 375 |  |  | 385 | Open Cut | Road | 264243 | 2790 | 89843 | 354086 | 40% | 141634 | 495719.82 | 0% | 0
Extension | 1.012 |  | 82.2213 |  | 675 |  |  | 385 | Open Cut | Road | 309410 | 3763 | 105199 | 414609 | 40% | 165844 | 580452.98 | 0% | 0
Extension | 1.006 |  | 63.1831 |  | 450 |  |  | 385 | Open Cut | Road | 403600 | 3237 | 137224 | 540824 | 40% | 216329 | 757153.02 | 0% | 0
Extension | 1.004 |  | 96.7661 |  | 600 |  |  | 385 | Open Cut | Road | 194532 | 3146 | 66141 | 260673 | 40% | 104269 | 364941.78 | 0% | 0
Extension | 1.005 |  | 149.9897 |  | 750 |  |  | 385 | Open Cut | Road | 579603 | 3798 | 197065 | 776668 | 40% | 310667 | 1087335.85 | 0% | 0
Extension | 1.01 |  | 78.0212 |  | 600 |  |  | 385 | Open Cut | Road | 217312 | 2785 | 88121 | 347302 | 40% | 138921 | 486223.2399 | 0% | 0
Extension | 2.048 |  | 73.1276 |  | 450 |  |  | 385 | Open Cut | Road | 213038 | 2913 | 72433 | 285471 | 40% | 114188 | 399659.65 | 0% | 0
Extension | 2.05 |  | 76.8956 |  | 600 |  |  | 385 | Open Cut | Road | 216498 | 2815 | 87726 | 345743 | 40% | 138297 | 484039.5262 | 0% | 0
Extension | 2.049 |  | 112.8831 |  | 525 |  |  | 385 | Open Cut | Road | 335713 | 2974 | 114143 | 449856 | 40% | 179942 | 629798.5 | 0% | 0
Extension | 2.047 |  | 65.5232 |  | 525 |  |  | 385 | Open Cut | Road | 217185 | 3315 | 73843 | 291028 | 40% | 116411 | 407439.3 | 0% | 0
Extension | 2.014 |  | 171.0835 |  | 675 |  |  | 385 | Open Cut | Road | 540245 | 3158 | 183683 | 723928 | 40% | 289571 | 1013498.75 | 0% | 0
Extension | 2.021 |  | 85.113 |  | 600 |  |  | 385 | Open Cut | Road | 285953 | 3360 | 97224 | 383177 | 40% | 153271 | 536447.51 | 0% | 0
Extension | 2.04 |  | 184.7533 |  | 750 |  |  | 385 | Open Cut | Road | 743551 | 4025 | 252807 | 996359 | 40% | 398543 | 1394901.95 | 0% | 0
Extension | 2.01 |  | 79.5226 |  | 375 |  |  | 385 | Open Cut | Road | 163945 | 2062 | 55741 | 219686 | 40% | 87874 | 307560.37 | 0% | 0
Extension | 2.017 |  | 142.3004 |  | 525 |  |  | 385 | Open Cut | Road | 782638 | 2934 | 319105 | 1257648 | 40% | 503059 | 1760707 | 0% | 0
Extension | 2.018 |  | 266.7319 |  | 750 |  |  | 385 | Open Cut | Road | 403327 | 2834 | 137131 | 540458 | 40% | 216183 | 756641 | 0% | 0
Extension | 2.043 |  | 92.9758 |  | 525 |  |  | 385 | Open Cut | Road | 296405 | 3188 | 100778 | 397183 | 40% | 158873 | 556056.66 | 0% | 0
Extension | 2.007 |  | 103.9853 |  | 450 |  |  | 385 | Open Cut | Road | 1656705 | 4322 | 563280 | 2219985 | 40% | 887994 | 3107978.6 | 0% | 0
Extension | 2.008 |  | 83.657 |  | 600 |  |  | 385 | Open Cut | Road | 268067 | 3204 | 91143 | 359210 | 40% | 143684 | 502893.88 | 0% | 0
Extension | 2.037 |  | 198.9851 |  | 750 |  |  | 385 | Open Cut | Road | 782340 | 3932 | 265996 | 1048335 | 40% | 419334 | 1467669.6 | 0% | 0
Extension | 2.005 |  | 65.3114 |  | 450 |  |  | 385 | Open Cut | Road | 221646 | 3138 | 75360 | 297006 | 40% | 118802 | 415808.17 | 0% | 0
Extension | 2.003 |  | 134.999 |  | 675 |  |  | 386 | Open Cut | Road | 494704 | 3665 | 168199 | 662903 | 40% | 265161 | 928063.76 | 0% | 0
Extension | 2.004 |  | 107.7644 |  | 525 |  |  | 386 | Open Cut | Road | 646985 | 5262 | 219975 | 866960 | 40% | 346784 | 1213744.67 | 0% | 0
Extension | 2.046 |  | 207.0557 |  | 600 |  |  | 386 | Open Cut | Road | 661660 | 3196 | 224964 | 886625 | 40% | 354650 | 1241274.52 | 0% | 0
Extension | 2.051 |  | 108.8402 |  | 525 |  |  | 386 | Open Cut | Road | 332184 | 3052 | 112943 | 445127 | 40% | 178051 | 623177.5 | 0% | 0
Extension | 2.036 |  | 130.8723 |  | 750 |  |  | 386 | Open Cut | Road | 552570 | 4222 | 187874 | 740444 | 40% | 296178 | 1036621.4 | 0% | 0
Extension | 2.035 |  | 103.0901 |  | 525 |  |  | 386 | Open Cut | Road | 327165 | 3174 | 111236 | 438400 | 40% | 175360 | 613760.67 | 0% | 0
Extension | 2.006 |  | 96.654 |  | 525 |  |  | 386 | Open Cut | Road | 1227247 | 3621 | 417264 | 1644511 | 40% | 657805 | 2302315.83 | 0% | 0
Extension | 2.055 |  | 289.1999 |  | 1125 |  |  | 385 | Open Cut | Road | 1932089 | 6681 | 656910 | 2588999 | 40% | 1035600 | 3624598.54 | 0% | 0
Extension | 2.056 |  | 66.8024 |  | 375 |  |  | 385 | Open Cut | Road | 156904 | 2349 | 53347 | 210252 | 40% | 84101 | 294352.52 | 0% | 0
Extension | 2.052 |  | 166.4464 |  | 750 |  |  | 386 | Open Cut | Road | 679784 | 4084 | 231127 | 910911 | 40% | 364364 | 1275274.76 | 0% | 0
Extension | 2.057 |  | 36.3082 |  | 375 |  |  | 385 | Open Cut | Road | 90964 | 2505 | 30928 | 121891 | 40% | 48756 | 170647.7 | 0% | 0
Extension | 4.001 |  | 66.8792 |  | 300 |  |  | 386 | Open Cut | Road | 781296 | 4387 | 265641 | 1046937 | 40% | 418775 | 1465711.23 | 0% | 0
Extension | 3.031 |  | 99.1188 |  | 525 |  |  | 385 | Open Cut | Road | 285388 | 2879 | 97032 | 382420 | 40% | 152968 | 535387.98 | 0% | 0
Extension | 3.034 |  | 72.5196 |  | 375 |  |  | 387 | Open Cut | Road | 160069 | 2207 | 54423 | 214492 | 40% | 85797 | 300288.91 | 0% | 0
Extension | 3.024 |  | 146.1961 |  | 525 |  |  | 385 | Open Cut | Road | 423107 | 2894 | 143856 | 566964 | 40% | 226786 | 793749.26 | 0% | 0
Extension | 3.033 |  | 68.4572 |  | 525 |  |  | 387 | Open Cut | Road | 236126 | 3449 | 80283 | 316409 | 40% | 126564 | 442973.25 | 0% | 0
Extension | 3.035 |  | 62.0685 |  | 450 |  |  | 387 | Open Cut | Road | 185719 | 2992 | 63144 | 248863 | 40% | 99545 | 348407.91 | 0% | 0
Extension | 3.032 |  | 98.8394 |  | 525 |  |  | 387 | Open Cut | Road | 285144 | 2885 | 96949 | 382093 | 40% | 152837 | 534930.49 | 0% | 0
Extension | 3.029 |  | 122.7906 |  | 750 |  |  | 387 | Open Cut | Road | 498744 | 4062 | 169573 | 668316 | 40% | 267327 | 935643 | 0% | 0
Extension | 3.028 |  | 78.5133 |  | 525 |  |  | 387 | Open Cut | Road | 247963 | 3158 | 84307 | 332270 | 40% | 132908 | 465177.95 | 0% | 0
Extension | 3.021 |  | 73.6993 |  | 525 |  |  | 387 | Open Cut | Road | 224323 | 3044 | 76270 | 300592 | 40% | 120237 | 420829.18 | 0% | 0
Extension | 3.03 |  | 44.0689 |  | 375 |  |  | 387 | Open Cut | Road | 95259 | 2162 | 32388 | 127647 | 40% | 51059 | 178705.98 | 0% | 0
Extension | 3.016 |  | 57.1707 |  | 375 |  |  | 385 | Open Cut | Road | 135384 | 2368 | 46031 | 181415 | 40% | 72566 | 253981.14 | 0% | 0
Extension | 3.058 |  | 167.0467 |  | 900 |  |  | 385 | Open Cut | Road | 904536 | 5415 | 307542 | 1212079 | 40% | 484831 | 1696910.16 | 0% | 0
Extension | 3.005 |  | 168.5221 |  | 675 |  |  | 385 | Open Cut | Road | 637522 | 3783 | 216758 | 854280 | 40% | 341712 | 1195991.8 | 0% | 0
Extension | 3.006 |  | 183.8067 |  | 600 |  |  | 386 | Open Cut | Road | 580335 | 3157 | 197314 | 777649 | 40% | 311060 | 1088708.4 | 0% | 0
Extension | 3.027 |  | 33.3693 |  | 375 |  |  | 387 | Open Cut | Road | 102597 | 3075 | 34883 | 137480 | 40% | 54992 | 192471.88 | 0% | 0
Extension | 3.026 |  | 105.6794 |  | 525 |  |  | 387 | Open Cut | Road | 329425 | 3117 | 112004 | 441429 | 40% | 176572 | 618001.18 | 0% | 0
Extension | 3.014 |  | 70.5878 |  | 450 |  |  | 386 | Open Cut | Road | 191790 | 2717 | 65209 | 256999 | 40% | 102800 | 359798.86 | 0% | 0
Extension | 3.002 |  | 101.7613 |  | 450 |  |  | 386 | Open Cut | Road | 291660 | 2866 | 99164 | 390824 | 40% | 156330 | 547153.59 | 0% | 0
Extension | 3.003 |  | 52.225 |  | 450 |  |  | 386 | Open Cut | Road | 159265 | 3050 | 54150 | 213415 | 40% | 85366 | 298781.56 | 0% | 0
Extension | 3.012 |  | 70.684 |  | 525 |  |  | 386 | Open Cut | Road | 221690 | 3136 | 75375 | 297065 | 40% | 118826 | 415891.09 | 0% | 0
Extension | 3.007 |  | 294.4804 |  | 750 |  |  | 386 | Open Cut | Road | 1174986 | 3990 | 399495 | 1574481 | 40% | 629792 | 2204273.08 | 0% | 0
Extension | 3.004 |  | 81.0482 |  | 450 |  |  | 386 | Open Cut | Road | 202303 | 2496 | 68783 | 271087 | 40% | 108435 | 379521.18 | 0% | 0
Extension | 4.011 |  | 75.418 |  | 675 |  |  | 386 | Open Cut | Road | 324670 | 4305 | 110388 | 435058 | 40% | 174023 | 609080.97 | 0% | 0
Extension | 4.012 |  | 127.0158 |  | 600 |  |  | 386 | Open Cut | Road | 406008 | 3197 | 138043 | 544050 | 40% | 217620 | 761670.21 | 0% | 0
Extension | 4.002 |  | 85.4307 |  | 450 |  |  | 386 | Open Cut | Road | 1436783 | 4337 | 488506 | 1925289 | 40% | 770116 | 2695404.54 | 0% | 0
Extension | 4.004 |  | 36.441 |  | 750 |  |  | 386 | Open Cut | Road | 395550 | 3384 | 134487 | 530037 | 40% | 212015 | 742051.74 | 0% | 0
Extension | 4.003 |  | 98.5226 |  | 450 |  |  | 386 | Open Cut | Road | 485779 | 3809 | 165165 | 650944 | 40% | 260378 | 911321.68 | 0% | 0
Extension | 3.023 |  | 104.7689 |  | 450 |  |  | 387 | Open Cut | Road | 310183 | 2961 | 105462 | 415646 | 40% | 166258 | 581903.93 | 0% | 0
Extension | 3.001 |  | 117.7778 |  | 675 |  |  | 386 | Open Cut | Road | 454662 | 3860 | 154585 | 609247 | 40% | 243699 | 852945.1 | 0% | 0
Extension | 5.001 |  | 259.8681 |  | 900 |  |  | 387 | Open Cut | Road | 266200 | 2731 | 90508 | 356708 | 40% | 142683 | 499391.06 | 0% | 0
Extension | 3.02 |  | 76.3849 |  | 450 |  |  | 387 | Open Cut | Road | 138029 | 2785 | 46930 | 184959 | 40% | 73984 | 258942.27 | 0% | 0
Extension | 5.007 |  | 90.0543 |  | 600 |  |  | 387 | Open Cut | Road | 291063 | 3232 | 98961 | 390025 | 40% | 156010 | 546034.57 | 0% | 0
Extension | 6.005 |  | 93.7323 |  | 600 |  |  | 387 | Open Cut | Road | 330685 | 3528 | 112433 | 443117 | 40% | 177247 | 620364.34 | 0% | 0
Extension | 6.006 |  | 133.6718 |  | 750 |  |  | 387 | Open Cut | Road | 575814 | 4308 | 195777 | 771591 | 40% | 308636 | 1080227.2 | 0% | 0
Extension | 6.007 |  | 155.8918 |  | 525 |  |  | 387 | Open Cut | Road | 469881 | 3014 | 159760 | 629641 | 40% | 251856 | 881496.73 | 0% | 0
Extension | 6.001 |  | 70.702 |  | 600 |  |  | 387 | Open Cut | Road | 251611 | 3559 | 85548 | 337159 | 40% | 134864 | 472022.71 | 0% | 0
Extension | 6.008 |  | 94.1978 |  | 525 |  |  | 387 | Open Cut | Road | 281092 | 2984 | 95571 | 376664 | 40% | 150665 | 527329 | 0% | 0
Upgrade | 8.008 | 2000367801 | 31.39 | 300 | 600 |  |  | 368 | Open Cut | Road | 114799 | 3657 | 39032 | 153830 | 40% | 61532 | 215362.44 | 2.66% | 5728.6409
Upgrade | B.006 | 2000023579 | 7.1116 | 1800 | 2400 | 5 |  | 376 | Open Cut | Road | 124214 | 17466 | 42233 | 166446 | 40% | 66578 | 233024.63 | 11.66% | 27165.5453
Upgrade | 10.015 | 2000400353 | 60.9 | 375 | 600 |  |  | 377 | Open Cut | Road | 222026 | 3646 | 75489 | 297515 | 40% | 119006 | 416520.33 | 2.66% | 11079.4408
Upgrade | 2.009 | 2000236222 | 38.01 | 300 | 975 |  |  | 376 | Open Cut | Road | 250951 | 6603 | 85323 | 336275 | 40% | 134510 | 470784.69 | 2.66% | 12522.8728
Upgrade | 16.015 | 3000019769 | 12.32 | 225 | 675 |  |  | 376 | Open Cut | Road | 84188 | 6835 | 28624 | 112812 | 40% | 45125 | 157936.53 | 2.66% | 4201.1117
Upgrade | 17.035 | 2000535935 | 12.72 | 1800 | 2400 | 4 |  | 376 | Open Cut | Road | 198783 | 15627 | 67586 | 266369 | 40% | 106548 | 372916.46 | 11.66% | 43473.8551
Upgrade | 17.034 | 2000477950 | 46.92 | 375 | 825 |  |  | 376 | Open Cut | Road | 241176 | 5140 | 82000 | 323175 | 40% | 129270 | 452445.61 | 2.66% | 12035.0532
Upgrade | 17.036 | 2000374905 | 69.02 | 975 | 1650 |  |  | 376 | Open Cut | Road | 639435 | 9264 | 217408 | 856843 | 40% | 342737 | 1199580.64 | 2.66% | 31908.845
Upgrade | 8.024 | 2000892807 | 67.83 | 225 | 525 |  |  | 368 | Open Cut | Road | 219195 | 3232 | 74526 | 293721 | 40% | 117488 | 411209.36 | 2.66% | 10938.169
Upgrade | 17.035 | 2000748564 | 13.84 | 1800 | 2400 | 5 |  | 376 | Open Cut | Road | 204591 | 14786 | 69561 | 274152 | 40% | 109661 | 383812.57 | 11.66% | 44744.1018
Upgrade | 9.007 | 2000155248 | 10.22 | 225 | 900 |  |  | 368 | Open Cut | Road | 115218 | 11271 | 39174 | 154391 | 40% | 61757 | 216148.09 | 2.66% | 5749.5392
Upgrade | B.014 | 2000633756 | 21.7168 | 225 | 450 |  |  | 376 | Open Cut | Road | 79308 | 3652 | 26965 | 106272 | 40% | 42509 | 148781.24 | 2.66% | 3957.581
Upgrade | 8.017 | 2000249802 | 46.89 | 300 | 450 | 4 | 2 | 368 | Open Cut | Road | 136123 | 2903 | 46282 | 182405 | 40% | 72962 | 255366.72 | 0% | 0
Upgrade | 17.017 | 2000622769 | 45.91 | 225 | 750 |  |  | 376 | Open Cut | Road | 189715 | 4133 | 64503 | 254219 | 40% | 101687 | 355906 | 2.66% | 9467.0996
Upgrade | 1.011 | 2000706286 | 7.35 | 225 | 525 |  |  | 368 | Open Cut | Road | 50361 | 6831 | 17123 | 67484 | 40% | 26994 | 94477.73 | 2.66% | 2513.1076
Upgrade | 8.01 | 2000478148 | 52.8387 | 375 | 750 | 4 | 1 | 368 | Open Cut | Road | 243073 | 4600 | 82645 | 325718 | 40% | 130287 | 456005.2 | 0% | 0
Upgrade | 9.015 | 2000721088 | 62.3 | 450 | 825 |  |  | 375 | Open Cut | Road | 327521 | 5257 | 111357 | 438878 | 40% | 175551 | 614428.82 | 2.66% | 16343.8066
Upgrade | 17.03 | 2000694125 | 44.29 | 450 | 675 | 4 | 2 | 376 | Open Cut | Road | 204158 | 4609 | 69414 | 273572 | 40% | 109429 | 383000.36 | 0% | 0
Upgrade | 4.008 | 2000453841 | 64.56 | 375 | 825 |  |  | 374 | Open Cut | Road | 330962 | 5126 | 112527 | 443489 | 40% | 177396 | 620885.121 | 2.66% | 16515.5442
Upgrade | 8.008 | 2000809929 | 9.06 | 300 | 600 |  |  | 368 | Open Cut | Road | 52827 | 5832 | 17961 | 70789 | 40% | 28315 | 99104.05 | 2.66% | 2636.1677
Upgrade | 4.032 | 2000207751 | 55.92 | 450 | 600 |  |  | 374 | Open Cut | Road | 197453 | 3531 | 67134 | 264587 | 40% | 105835 | 370421.9952 | 2.66% | 9853.2251
Upgrade | 4.007 | 2000012207 | 43.8 | 375 | 750 |  |  | 374 | Open Cut | Road | 186846 | 4266 | 63528 | 250374 | 40% | 100150 | 350523.7879 | 2.66% | 9323.9328
Upgrade | 2.011 | 2000063054 | 14.24 | 300 | 525 |  |  | 376 | Open Cut | Road | 75795 | 5322 | 25770 | 101565 | 40% | 40626 | 142191.07 | 2.66% | 3782.2825
Upgrade | 17.017 | 2000923377 | 20.17 | 225 | 750 |  |  | 376 | Open Cut | Road | 115846 | 5744 | 39388 | 155234 | 40% | 62094 | 217327.58 | 2.66% | 5780.9136
Upgrade | 13.01 | 2000216006 | 60.52 | 375 | 825 | 4 | 3 | 377 | Open Cut | Road | 281960 | 4659 | 95866 | 377826 | 40% | 151130 | 528956.04 | 21% | 111080.7684
Upgrade | 16.015 | 3000042697 | 5.13 | 225 | 675 |  |  | 376 | Open Cut | Road | 56152 | 10943 | 19092 | 75244 | 40% | 30098 | 105341.68 | 2.66% | 2802.0887
Upgrade | 8.01 | 3000022410 | 2.75 | 450 | 750 |  |  | 368 | Open Cut | Road | 53290 | 19355 | 18119 | 71409 | 40% | 28564 | 99972.72 | 2.66% | 2659.2744
Upgrade | 9.007 | 2000251568 | 46.23 | 450 | 900 |  |  | 368 | Open Cut | Road | 243381 | 5265 | 82750 | 326131 | 40% | 130452 | 456583.01 | 2.66% | 12145.1081
Upgrade | 9.007 | 2000604516 | 5.49 | 225 | 900 |  |  | 368 | Open Cut | Road | 61138 | 11134 | 20787 | 81925 | 40% | 32770 | 114695.57 | 2.66% | 3050.9022
Upgrade | 4.013 | 2000237110 | 52.37 | 600 | 1050 | 5 | 3 | 374 | Open Cut | Road | 369491 | 7056 | 125627 | 495118 | 40% | 198047 | 693164.7703 | 21% | 145564.6018
Upgrade | 16.012 | 2000250793 | 30.3191 | 375 | 600 |  |  | 376 | Open Cut | Road | 113691 | 3750 | 38655 | 152346 | 40% | 60938 | 213284.01 | 2.66% | 5673.3547
Upgrade | 9.008 | 2000786343 | 88.72 | 450 | 900 |  |  | 368 | Open Cut | Road | 474835 | 5352 | 161444 | 636279 | 40% | 254511 | 890789.94 | 2.66% | 23695.0124
Upgrade | 9.013 | 2000621128 | 62.9493 | 225 | 525 |  |  | 375 | Open Cut | Road | 195501 | 3106 | 66470 | 261971 | 40% | 104788 | 366759.15 | 2.66% | 9755.7934
Upgrade | 10.018 | 2000937313 | 91.01 | 225 | 600 |  |  | 377 | Open Cut | Road | 292051 | 3209 | 99297 | 391348 | 40% | 156539 | 547887.56 | 2.66% | 14573.8091
Upgrade | 13.01 | 2000286910 | 7.28 | 225 | 825 |  |  | 377 | Open Cut | Road | 60169 | 8270 | 20457 | 80626 | 40% | 32250 | 112876.1 | 2.66% | 3002.5043
Upgrade | 13.011 | 2000091243 | 65.07 | 600 | 1050 | 4 | 3 | 377 | Open Cut | Road | 329114 | 5057 | 149792 | 590358 | 40% | 236143 | 826501.2003 | 21% | 173565.2521
Upgrade | 8.022 | 2000869006 | 59.31 | 375 | 825 | 4 | 3 | 368 | Open Cut | Road | 280124 | 4723 | 95242 | 375366 | 40% | 150146 | 525512.35 | 21% | 110357.5935
Upgrade | 8.009 | 2000046650 | 36.04 | 450 | 600 | 4 | 2 | 368 | Open Cut | Road | 155422 | 4313 | 52843 | 208265 | 40% | 83306 | 291571.04 | 0% | 0
Upgrade | 4.01 | 2000595494 | 79.4 | 525 | 900 |  |  | 374 | Open Cut | Road | 436412 | 5496 | 148380 | 584792 | 40% | 233917 | 818709.142 | 2.66% | 21777.6632
Upgrade | 1.013 | 2000231831 | 41.9384 | 450 | 675 |  |  | 377 | Open Cut | Road | 177941 | 4243 | 60500 | 238441 | 40% | 95376 | 333817.09 | 2.66% | 8879.5346
Upgrade | 17.016 | 2000754530 | 89.95 | 300 | 600 |  |  | 376 | Open Cut | Road | 307336 | 3417 | 104494 | 411830 | 40% | 164732 | 576562.29 | 2.66% | 15336.5569
Upgrade | 4.007 | 2000878035 | 29.38 | 375 | 750 |  |  | 374 | Open Cut | Road | 147807 | 5031 | 50254 | 198061 | 40% | 79225 | 277285.8277 | 2.66% | 7375.803
Upgrade | 4.012 | 2000623816 | 71.54 | 600 | 1050 |  |  | 374 | Open Cut | Road | 476335 | 6658 | 161954 | 638289 | 40% | 255316 | 893604.2598 | 2.66% | 23769.8733
Upgrade | 16.007 | 2000330197 | 44.84 | 300 | 525 |  |  | 376 | Open Cut | Road | 145694 | 2927 | 49536 | 195230 | 40% | 78092 | 273321.75 | 2.66% | 7270.3585
Upgrade | 10.016 | 2000020658 | 87.3 | 375 | 675 |  |  | 377 | Open Cut | Road | 358324 | 4105 | 121830 | 480154 | 40% | 192061 | 672215.06 | 2.66% | 17880.9206
Upgrade | 13.017 | 2000199190 | 44.85 | 600 | 1125 | 5 | 2 | 377 | Open Cut | Road | 264706 | 5902 | 109864 | 432995 | 40% | 173198 | 606192.4193 | 0% | 0
Upgrade | 13.01 | 2000424541 | 11.69 | 225 | 825 |  |  | 377 | Open Cut | Road | 86337 | 7384 | 29355 | 115692 | 40% | 46277 | 161968.55 | 2.66% | 4308.3634
Upgrade | 4.011 | 2000135331 | 59.38 | 600 | 1050 |  |  | 374 | Open Cut | Road | 406370 | 6843 | 138166 | 544536 | 40% | 217814 | 762349.8969 | 2.66% | 20278.5073
Upgrade | 13.01 | 2000710550 | 39.7231 | 300 | 825 |  |  | 377 | Open Cut | Road | 187367 | 4717 | 63705 | 251072 | 40% | 100429 | 351501.26 | 2.66% | 9349.9335
Upgrade | 10.014 | 2000430954 | 65.44 | 900 | 1350 | 4 | 3 | 376 | Open Cut | Road | 488745 | 7469 | 168217 | 662973 | 40% | 265189 | 928162.8263 | 21% | 194914.1935
Upgrade | 4.007 | 2000380086 | 47.67 | 225 | 750 |  |  | 374 | Open Cut | Road | 211546 | 4438 | 71925 | 283471 | 40% | 113388 | 396859.4411 | 2.66% | 10556.4611
Upgrade | 13.011 | 2000321440 | 40.4 | 600 | 1050 | 4 | 3 | 377 | Open Cut | Road | 208661 | 5165 | 88970 | 350646 | 40% | 140259 | 490905.0967 | 21% | 103090.0703
Upgrade | 8.009 | 2000232348 | 14.97 | 300 | 600 |  |  | 368 | Open Cut | Road | 78379 | 5236 | 26649 | 105028 | 40% | 42011 | 147038.66 | 2.66% | 3911.2284
Upgrade | 4.006 | 2000648643 | 14.45 | 225 | 600 |  |  | 374 | Open Cut | Road | 77844 | 5386 | 26467 | 104311 | 40% | 41724 | 146034.9536 | 2.66% | 3884.5298
Upgrade | 10.019 | 2000717733 | 90.58 | 300 | 675 |  |  | 377 | Open Cut | Road | 338849 | 3741 | 115209 | 454058 | 40% | 181623 | 635681.18 | 2.66% | 16909.1194
Upgrade | 8.019 | 2000496978 | 42.77 | 300 | 825 | 4 |  | 368 | Open Cut | Road | 192008 | 4490 | 65283 | 257290 | 40% | 102916 | 360206.39 | 11.66% | 41992.1405
Upgrade | 9.014 | 3000007134 | 72.35 | 450 | 750 |  |  | 375 | Open Cut | Road | 308476 | 4264 | 104882 | 413357 | 40% | 165343 | 578700.47 | 2.66% | 15393.4325
Upgrade | 13.01 | 2000078930 | 46.29 | 225 | 825 |  |  | 377 | Open Cut | Road | 216806 | 4684 | 73714 | 290520 | 40% | 116208 | 406728.39 | 2.66% | 10818.9752
Upgrade | 13.011 | 2000655276 | 17.48 | 375 | 1050 |  |  | 377 | Open Cut | Road | 147251 | 8426 | 50065 | 197316 | 40% | 78926 | 276242.04 | 2.66% | 7348.0383
Upgrade | 16.015 | 3000019770 | 48.72 | 225 | 675 |  |  | 376 | Open Cut | Road | 186054 | 3819 | 63259 | 249313 | 40% | 99725 | 349038.14 | 2.66% | 9284.4145
Upgrade | 4.006 | 2000422225 | 83.31 | 225 | 600 |  |  | 374 | Open Cut | Road | 284087 | 3410 | 96590 | 380677 | 40% | 152271 | 532947.4949 | 2.66% | 14176.4034
Upgrade | 1.011 | 2000061690 | 61.5596 | 225 | 525 | 4 | 2 | 368 | Open Cut | Road | 194287 | 3156 | 66058 | 260345 | 40% | 104138 | 364483.32 | 0% | 0
Upgrade | B.010 | 2000324833 | 23.3 | 225 | 525 |  |  | 376 | Open Cut | Road | 100084 | 4295 | 34029 | 134113 | 40% | 53645 | 187758.12 | 2.66% | 4994.366
Upgrade | 10.014 | 2000063818 | 20.45 | 900 | 1350 |  |  | 376 | Open Cut | Road | 176612 | 8634 | 58370 | 230046 | 40% | 92018 | 322064.5403 | 2.66% | 8566.9168
Upgrade | 10.014 | 2000728242 | 71.62 | 900 | 1350 | 5 | 2 | 376 | Open Cut | Road | 563135 | 7863 | 181611 | 715760 | 40% | 286304 | 1002064.2858 | 0% | 0
Upgrade | 8.009 | 2000565380 | 6.31 | 300 | 600 |  |  | 368 | Open Cut | Road | 66363 | 10521 | 22563 | 88926 | 40% | 35570 | 124496.08 | 2.66% | 3311.5957
Upgrade | 9.009 | 2000660300 | 69.79 | 750 | 1275 |  |  | 375 | Open Cut | Road | 472805 | 6775 | 160754 | 633559 | 40% | 253424 | 886982.99 | 2.66% | 23593.7475
Upgrade | 4.032 | 2000828346 | 11.73 | 225 | 600 |  |  | 374 | Open Cut | Road | 75032 | 6395 | 25511 | 100542 | 40% | 40217 | 140759.4803 | 2.66% | 3744.2022
Upgrade | 16.015 | 2000398311 | 7.75 | 300 | 675 |  |  | 376 | Open Cut | Road | 59289 | 7647 | 20158 | 79447 | 40% | 31779 | 111226.08 | 2.66% | 2958.6137
Upgrade | 8.017 | 2000072973 | 25.12 | 300 | 450 |  |  | 368 | Open Cut | Road | 81731 | 3254 | 27788 | 109519 | 40% | 43808 | 153326.9 | 2.66% | 4078.4955
Upgrade | 4.035 | 2000900429 | 74.98 | 450 | 675 |  |  | 374 | Open Cut | Road | 300746 | 4011 | 102254 | 403000 | 40% | 161200 | 564199.5001 | 2.66% | 15007.7067
Upgrade | 10.016 | 2000938325 | 77.83 | 525 | 675 |  |  | 377 | Open Cut | Road | 304158 | 3908 | 103414 | 407571 | 40% | 163029 | 570599.91 | 2.66% | 15177.9576
Upgrade | 9.007 | 2000801151 | 29.29 | 450 | 900 |  |  | 368 | Open Cut | Road | 169393 | 5784 | 57594 | 226986 | 40% | 90795 | 317781.03 | 2.66% | 8452.9754
Upgrade | 13.01 | 3000095931 | 6.9532 | 300 | 825 |  |  | 377 | Open Cut | Road | 83077 | 11948 | 28246 | 111323 | 40% | 44529 | 155852.27 | 2.66% | 4145.6704
Upgrade | 17.037 | 2000931586 | 154.9318 | 1800 | 2400 | 4 | 3 | 376 | Open Cut | Road | 2363055 | 14842 | 803439 | 3166494 | 40% | 1266598 | 4433091.41 | 21% | 930949.1961
Upgrade | 4.007 | 2000826253 | 45.7 | 375 | 750 |  |  | 374 | Open Cut | Road | 189431 | 4145 | 64406 | 253837 | 40% | 101535 | 355372.108 | 2.66% | 9452.8981
Upgrade | 1.012 | 2000751203 | 40.93 | 300 | 525 |  |  | 368 | Open Cut | Road | 138026 | 3367 | 46929 | 184955 | 40% | 73982 | 258937.04 | 2.66% | 6887.7253
Upgrade | 17.016 | 3000015172 | 62.7055 | 225 | 600 |  |  | 376 | Open Cut | Road | 240284 | 3832 | 81696 | 321980 | 40% | 128792 | 450772.1 | 2.66% | 11990.5379
Upgrade | 1.013 | 2000634015 | 31.98 | 450 | 675 |  |  | 377 | Open Cut | Road | 169993 | 5315 | 57797 | 227790 | 40% | 91116 | 318906.12 | 2.66% | 8482.9028
Upgrade | 4.035 | 2000497424 | 93.32 | 375 | 675 |  |  | 374 | Open Cut | Road | 342121 | 3666 | 116321 | 458443 | 40% | 183377 | 641819.7408 | 2.66% | 17072.4051
Upgrade | B.015 | 2000779948 | 31.5065 | 450 | 975 |  |  | 376 | Open Cut | Road | 255202 | 8100 | 86769 | 341970 | 40% | 136788 | 478758.54 | 2.66% | 12734.9772
Upgrade | 4.032 | 2000043411 | 8.29 | 450 | 600 |  |  | 374 | Open Cut | Road | 52036 | 6274 | 17692 | 69729 | 40% | 27892 | 97620.4468 | 2.66% | 2596.7039
Upgrade | 8.009 | 2000060161 | 26.52 | 300 | 600 |  |  | 368 | Open Cut | Road | 109758 | 4139 | 37318 | 147075 | 40% | 58830 | 205905.21 | 2.66% | 5477.0786
Upgrade | 9.014 | 2000514771 | 13.68 | 450 | 750 |  |  | 375 | Open Cut | Road | 87580 | 6404 | 29777 | 117358 | 40% | 46943 | 164300.77 | 2.66% | 4370.4005
Upgrade | 16.007 | 2000700879 | 43.41 | 300 | 525 |  |  | 376 | Open Cut | Road | 140137 | 3228 | 47647 | 187783 | 40% | 75113 | 262896.56 | 2.66% | 6993.0485
Upgrade | 9.007 | 2000370934 | 12.2 | 450 | 900 |  |  | 368 | Open Cut | Road | 95156 | 7800 | 32353 | 127509 | 40% | 51004 | 178513.25 | 2.66% | 4748.4524
Upgrade | 17.033 | 2000903279 | 76.25 | 375 | 750 |  |  | 376 | Open Cut | Road | 356622 | 4677 | 121252 | 477874 | 40% | 191150 | 669023.68 | 2.66% | 17796.0299
Upgrade | 16.014 | 3000042696 | 44.61 | 300 | 750 | 4 | 3 | 376 | Open Cut | Road | 187948 | 4214 | 63902 | 251850 | 40% | 100740 | 352589.83 | 21% | 74043.8643
Upgrade | 2.009 | 2000227010 | 61.31 | 225 | 975 |  |  | 376 | Open Cut | Road | 400947 | 6539 | 136322 | 537268 | 40% | 214907 | 752175.78 | 2.66% | 20007.8757
Upgrade | 1.009 | 3000092542 | 12.5494 | 450 | 750 |  |  | 376 | Open Cut | Road | 86048 | 6857 | 29256 | 115304 | 40% | 46122 | 161425.65 | 2.66% | 4293.9223
Upgrade | 4.036 | 2000600821 | 76.79 | 450 | 675 |  |  | 374 | Open Cut | Road | 302914 | 3945 | 102991 | 405905 | 40% | 162362 | 568266.3207 | 2.66% | 15115.8841
Upgrade | 1.012 | 2000089531 | 5.44 | 225 | 525 |  |  | 368 | Open Cut | Road | 48675 | 8947 | 16550 | 65225 | 40% | 26090 | 91314.63 | 2.66% | 2428.9692
Upgrade | 4.033 | 2000274409 | 30.44 | 450 | 600 |  |  | 374 | Open Cut | Road | 130200 | 4277 | 44268 | 174468 | 40% | 69787 | 244254.7685 | 2.66% | 6497.1768
Upgrade | 17.035 | 2000183940 | 113.3863 | 1800 | 2400 | 5 | 3 | 376 | Open Cut | Road | 1634996 | 14985 | 555899 | 2190894 | 40% | 876358 | 3067252.13 | 21% | 644122.9473
Upgrade | 10.02 | 2000518317 | 81.2 | 375 | 675 | 4 | 3 | 377 | Open Cut | Road | 308183 | 3796 | 104782 | 412965 | 40% | 165186 | 578150.38 | 21% | 121411.5798
Upgrade | 10.015 | 2000185458 | 44.63 | 300 | 600 |  |  | 377 | Open Cut | Road | 147950 | 3314 | 50303 | 198253 | 40% | 79301 | 277554.16 | 2.66% | 7382.9407
Upgrade | 8.017 | 3000019648 | 6.5427 | 300 | 450 |  |  | 368 | Open Cut | Road | 49055 | 7498 | 16679 | 65734 | 40% | 26294 | 92027.51 | 2.66% | 2447.9318
Upgrade | 13.013 | 2000904152 | 41.54 | 375 | 750 | 4 | 4 | 377 | Open Cut | Road | 161592 | 3890 | 70441 | 277621 | 40% | 111049 | 388669.9815 | 70% | 272068.987
Upgrade | B.010 | 2000772131 | 16.99 | 375 | 525 |  |  | 376 | Open Cut | Road | 94575 | 5566 | 32156 | 126731 | 40% | 50692 | 177422.97 | 2.66% | 4719.451
Upgrade | 0 | 2000797358 | 38.5 | 300 | 525 |  |  | 376 | Open Cut | Road | 116406.0993 | 3023.8847 | 39578.0738 | 155984.1731 | 40% | 62393.6692 | 218377.8423 | 2.66% | 5808.8506
Upgrade | 17.035 | 2000942073 | 3.5428 | 1800 | 2400 | 4 |  | 376 | Open Cut | Road | 60264 | 17010 | 20490 | 80753 | 40% | 32301 | 113054.85 | 11.66% | 13179.7083
Upgrade | 13.019 | 2000123703 | 19.62 | 225 | 375 |  |  | 377 | Open Cut | Road | 62984 | 3210 | 22283 | 87820 | 40% | 35128 | 122948.1391 | 2.66% | 3270.4205
Upgrade | 17.03 | 2000921513 | 29.42 | 450 | 675 | 4 | 3 | 376 | Open Cut | Road | 124088 | 4218 | 42190 | 166278 | 40% | 66511 | 232788.77 | 21% | 48885.6417
Upgrade | 8.016 | 2000822636 | 26.84 | 300 | 675 |  |  | 368 | Open Cut | Road | 120996 | 4509 | 41139 | 162134 | 40% | 64854 | 226988.21 | 2.66% | 6037.8864
Upgrade | 4.034 | 2000110869 | 39.29 | 300 | 600 |  |  | 374 | Open Cut | Road | 142408 | 3624 | 48419 | 190826 | 40% | 76331 | 267156.9943 | 2.66% | 7106.376
Upgrade | 8.02 | 2000428279 | 34.34 | 600 | 975 | 4 | 3 | 368 | Open Cut | Road | 221456 | 6449 | 75295 | 296751 | 40% | 118700 | 415451.3 | 21% | 87244.773
Upgrade | 17.017 | 2000589489 | 12.47 | 225 | 750 |  |  | 376 | Open Cut | Road | 85934 | 6894 | 29218 | 115152 | 40% | 46061 | 161212.95 | 2.66% | 4288.2645
Upgrade | 4.007 | 2000198616 | 24.94 | 225 | 750 |  |  | 374 | Open Cut | Road | 122334 | 4905 | 41594 | 163928 | 40% | 65571 | 229498.7127 | 2.66% | 6104.6658
Upgrade | 4.026 | 2000974569 | 31.59 | 900 | 1500 |  |  | 374 | Open Cut | Road | 279793 | 8858 | 95129 | 374922 | 40% | 149969 | 524890.9724 | 2.66% | 13962.0999
Upgrade | 16.015 | 2000692068 | 2.42 | 225 | 675 |  |  | 376 | Open Cut | Road | 52909 | 21862 | 17989 | 70898 | 40% | 28359 | 99256.55 | 2.66% | 2640.2242
Upgrade | 8.016 | 2000105254 | 67.44 | 300 | 675 | 4 | 2 | 368 | Open Cut | Road | 272282 | 4038 | 92576 | 364858 | 40% | 145943 | 510801 | 0% | 0
Upgrade | 8.018 | 2000743750 | 24.05 | 450 | 825 |  |  | 368 | Open Cut | Road | 148011 | 6154 | 50324 | 198335 | 40% | 79334 | 277668.65 | 2.66% | 7385.9861
Upgrade | 10.02 | 2000952333 | 30.4 | 375 | 675 |  |  | 377 | Open Cut | Road | 125264 | 4120 | 42590 | 167854 | 40% | 67142 | 234996.16 | 2.66% | 6250.8979
Upgrade | 16.008 | 2000649014 | 64.76 | 600 | 975 |  |  | 376 | Open Cut | Road | 398133 | 6658 | 135365 | 533498 | 40% | 213399 | 746897.09 | 2.66% | 19867.4626
Upgrade | 8.01 | 2000469467 | 20.86 | 300 | 750 |  |  | 368 | Open Cut | Road | 116783 | 5599 | 39706 | 156489 | 40% | 62596 | 219084.65 | 2.66% | 5827.6517
Upgrade | 8.01 | 3000022409 | 14.21 | 450 | 750 |  |  | 368 | Open Cut | Road | 88311 | 6213 | 30026 | 118337 | 40% | 47335 | 165672.16 | 2.66% | 4406.8795
Upgrade | 17.034 | 2000404884 | 52.56 | 450 | 825 |  |  | 376 | Open Cut | Road | 293234 | 5579 | 99699 | 392933 | 40% | 157173 | 550106.23 | 2.66% | 14632.8257
Upgrade | 1.009 | 2000009226 | 71.42 | 450 | 750 |  |  | 376 | Open Cut | Road | 330614 | 4629 | 112409 | 443023 | 40% | 177209 | 620232.35 | 2.66% | 16498.1805
Upgrade | 17.016 | 3000015173 | 39.3309 | 225 | 600 |  |  | 376 | Open Cut | Road | 158828 | 4038 | 54002 | 212830 | 40% | 85132 | 297962.16 | 2.66% | 7925.7935
Upgrade | 2.009 | 2000070069 | 68.02 | 300 | 975 | 4 | 4 | 376 | Open Cut | Road | 475081 | 6984 | 161527 | 636608 | 40% | 254643 | 891251.51 | 70% | 623876.057
Upgrade | 9.014 | 3000007133 | 20.35 | 450 | 750 |  |  | 375 | Open Cut | Road | 116094 | 5704 | 39472 | 155566 | 40% | 62226 | 217792.16 | 2.66% | 5793.2715
Upgrade | 17.019 | 2000517581 | 42.82 | 300 | 1050 |  |  | 376 | Open Cut | Road | 289258 | 6756 | 98348 | 387605 | 40% | 155042 | 542647.5 | 2.66% | 14434.4235
Upgrade | 16.012 | 2000239910 | 53.45 | 300 | 600 | 4 | 5 | 376 | Open Cut | Road | 194896 | 3646 | 66265 | 261161 | 40% | 104464 | 365625.49 | 70% | 255937.843
Upgrade | 3.008 | 2000775576 | 61.99 | 900 | 1650 |  |  | 374 | Open Cut | Road | 570190 | 9197 | 193865 | 764055 | 40% | 305622 | 1069677.2309 | 2.66% | 28453.4143
Upgrade | 8.019 | 2000540447 | 27.83 | 450 | 825 |  |  | 368 | Open Cut | Road | 149813 | 5382 | 50936 | 200749 | 40% | 80300 | 281048.44 | 2.66% | 7475.8885
Upgrade | 17.018 | 2000859497 | 83.88 | 300 | 825 | 4 | 3 | 376 | Open Cut | Road | 375873 | 4481 | 127797 | 503670 | 40% | 201468 | 705138.16 | 21% | 148079.0136
Upgrade | 8.008 | 2000589600 | 19.03 | 300 | 600 | 4 | 4 | 368 | Open Cut | Road | 82575 | 4340 | 28075 | 110650 | 40% | 44260 | 154910.52 | 70% | 108437.364
Upgrade | 10.014 | 2000849575 | 48.23 | 900 | 1350 |  |  | 376 | Open Cut | Road | 347106 | 7197 | 122453 | 482607 | 40% | 193043 | 675649.9039 | 2.66% | 17972.2874
Upgrade | 16.014 | 2000790531 | 20.66 | 300 | 750 |  |  | 376 | Open Cut | Road | 139909 | 6773 | 47569 | 187478 | 40% | 74991 | 262468.71 | 2.66% | 6981.6677
Upgrade | 13.015 | 3000043178 | 23.39 | 225 | 825 |  |  | 375 | Open Cut | Road | 123608 | 5284 | 42027 | 165635 | 40% | 66254 | 231888.88 | 2.66% | 6168.2442
Upgrade | 4.011 | 2000648748 | 80.36 | 525 | 1050 |  |  | 374 | Open Cut | Road | 516865 | 6432 | 175734 | 692600 | 40% | 277040 | 969639.3863 | 2.66% | 25792.4077
Upgrade | 13.017 | 2000546593 | 55.05 | 600 | 1125 | 5 | 2 | 377 | Open Cut | Road | 351806 | 6391 | 151276 | 596207 | 40% | 238483 | 834689.8152 | 0% | 0
Upgrade | 13.015 | 2000560867 | 19.9846 | 300 | 825 |  |  | 375 | Open Cut | Road | 118411 | 5925 | 40260 | 158671 | 40% | 63469 | 222139.79 | 2.66% | 5908.9184
Upgrade | 8.01 | 3000022411 | 14.69 | 450 | 750 |  |  | 368 | Open Cut | Road | 88953 | 6057 | 30244 | 119197 | 40% | 47679 | 166876.38 | 2.66% | 4438.9117
Upgrade | 16.007 | 2000371858 | 17.04 | 225 | 525 |  |  | 376 | Open Cut | Road | 94615 | 5554 | 32169 | 126784 | 40% | 50714 | 177497.8 | 2.66% | 4721.4415
Upgrade | 10.015 | 2000921512 | 2.6 | 300 | 600 |  |  | 377 | Open Cut | Road | 46152 | 17726 | 15692 | 61844 | 40% | 24738 | 86581.23 | 2.66% | 2303.0607
Upgrade | 17.017 | 2000627743 | 69.75 | 225 | 750 |  |  | 376 | Open Cut | Road | 304949 | 4372 | 103683 | 408632 | 40% | 163453 | 572085.12 | 2.66% | 15217.4642
Upgrade | 2.011 | 2000637383 | 18.5 | 225 | 525 |  |  | 376 | Open Cut | Road | 79514 | 4298 | 27035 | 106549 | 40% | 42620 | 149168.45 | 2.66% | 3967.8808
Upgrade | 3.008 | 2000703577 | 22.62 | 900 | 1650 | 4 | 2 | 374 | Open Cut | Road | 214053 | 9465 | 72778 | 286830 | 40% | 114732 | 401562.6024 | 0% | 0
Upgrade | 9.008 | 2000571213 | 50.52 | 450 | 900 |  |  | 368 | Open Cut | Road | 296885 | 5876 | 100941 | 397826 | 40% | 159130 | 556956.57 | 2.66% | 14815.0448
Upgrade | 17.018 | 2000394306 | 91.9 | 300 | 825 |  |  | 376 | Open Cut | Road | 407533 | 4435 | 138561 | 546094 | 40% | 218437 | 764531.17 | 2.66% | 20336.5291
Upgrade | B.011 | 2000773104 | 14.21 | 300 | 600 |  |  | 376 | Open Cut | Road | 77441 | 5507 | 26330 | 103771 | 40% | 41508 | 145278.87 | 2.66% | 3864.4179
Upgrade | B.013 | 2000532991 | 57.1769 | 375 | 825 | 4 | 4 | 376 | Open Cut | Road | 276868 | 4842 | 94135 | 371004 | 40% | 148401 | 519405.13 | 70% | 363583.591
Upgrade | B.011 | 2000628322 | 27.68 | 300 | 600 | 4 | 3 | 376 | Open Cut | Road | 110981 | 4007 | 37733 | 148714 | 40% | 59486 | 208199.71 | 21% | 43721.9391
Upgrade | B.011 | 2000015457 | 42.5 | 300 | 600 | 4 | 3 | 376 | Open Cut | Road | 162110 | 3814 | 55117 | 217228 | 40% | 86891 | 304118.5 | 21% | 63864.885
Upgrade | 11.025 | 2000351489 | 81.74 | 675 | 1050 |  |  | 385 | Open Cut | Road | 542342 | 6635 | 184396 | 726738 | 40% | 290695 | 1017433.56 | 2.66% | 27063.7327
Upgrade | 2.015 | 2000874869 | 20.15 | 225 | 675 |  |  | 385 | Open Cut | Road | 93556 | 4644 | 31809 | 125365 | 40% | 50146 | 175511.47 | 2.66% | 4668.6051
Upgrade | 2.002 | 2000351679 | 262.67 | 600 | 1275 |  |  | 385 | Open Cut | Road | 1768934 | 6734 | 601438 | 2370372 | 40% | 948149 | 3318520.96 | 2.66% | 88272.6575
Upgrade | 5.01 | 2000685961 | 10.38 | 450 | 975 |  |  | 387 | Open Cut | Road | 108940 | 10497 | 37039 | 145979 | 40% | 58392 | 204370.71 | 2.66% | 5436.2609
Upgrade | 5.002 | 2000742972 | 24.54 | 300 | 900 |  |  | 387 | Open Cut | Road | 161383 | 6575 | 54870 | 216254 | 40% | 86501 | 302754.94 | 2.66% | 8053.2814
Upgrade | 6.004 | 2000242774 | 6.23 | 300 | 750 |  |  | 387 | Open Cut | Road | 81424 | 13060 | 27684 | 109108 | 40% | 43643 | 152751.12 | 2.66% | 4063.1798
Upgrade | 3.049 | 2000180027 | 15.04 | 225 | 1125 |  |  | 386 | Open Cut | Road | 144400 | 9598 | 49096 | 193496 | 40% | 77398 | 270894.6 | 2.66% | 7205.7964
Upgrade | 4.01 | 2000051820 | 7.25 | 600 | 825 | 4 | 2 | 386 | Open Cut | Road | 83528 | 11522 | 28400 | 111928 | 40% | 44771 | 156699.12 | 0% | 0
Upgrade | 3.038 | 2000188334 | 11.05 | 300 | 975 |  |  | 386 | Open Cut | Road | 110191 | 9970 | 37465 | 147656 | 40% | 59062 | 206718.14 | 2.66% | 5498.7025
Upgrade | 4.014 | 2000246659 | 24.51 | 1200 | 1275 |  |  | 386 | Open Cut | Road | 178912 | 7298 | 60830 | 239742 | 40% | 95897 | 335639.17 | 2.66% | 8928.0019
Upgrade | 2.053 | 2000049586 | 37.58 | 300 | 900 |  |  | 386 | Open Cut | Road | 205938 | 5493 | 70019 | 275957 | 40% | 110383 | 386340.14 | 2.66% | 10276.6477
Upgrade | 1.018 | 3000056030 | 18.77 | 300 | 600 |  |  | 385 | Open Cut | Road | 82312 | 4385 | 27986 | 110298 | 40% | 44119 | 154417.34 | 2.66% | 4107.5012
Upgrade | 1.013 | 2000498982 | 22.72 | 600 | 1050 |  |  | 385 | Open Cut | Road | 180556 | 7945 | 61389 | 241945 | 40% | 96778 | 338722.68 | 2.66% | 9010.0233
Upgrade | 3.044 | 2000097457 | 57.5314 | 225 | 825 |  |  | 387 | Open Cut | Road | 277409 | 4822 | 94319 | 371728 | 40% | 148691 | 520418.81 | 2.66% | 13843.1403
Upgrade | 1.021 | 2000242054 | 57.7 | 450 | 1050 |  |  | 385 | Open Cut | Road | 402929 | 6985 | 136996 | 539925 | 40% | 215970 | 755894.38 | 2.66% | 20106.7905
Upgrade | 3.049 | 2000427348 | 54.19 | 225 | 1125 |  |  | 386 | Open Cut | Road | 404050 | 7456 | 137377 | 541427 | 40% | 216571 | 757997.42 | 2.66% | 20162.7314
Upgrade | 4.008 | 2000791152 | 18.2 | 300 | 975 |  |  | 386 | Open Cut | Road | 143873 | 8474 | 48917 | 192790 | 40% | 77116 | 269905.34 | 2.66% | 7179.482
Upgrade | 1.011 | 2000884052 | 31.62 | 450 | 825 |  |  | 385 | Open Cut | Road | 155579 | 4920 | 52897 | 208476 | 40% | 83390 | 291866.39 | 2.66% | 7763.646
Upgrade | 3.063 | 2000601981 | 46.89 | 375 | 750 | 4 | 4 | 386 | Open Cut | Road | 191054 | 4075 | 64958 | 256012 | 40% | 102405 | 358416.54 | 70% | 250891.578
Upgrade | 12.014 | 2000021304 | 47.61 | 225 | 825 |  |  | 377 | Open Cut | Road | 218825 | 4596 | 74401 | 293226 | 40% | 117290 | 410516.1 | 2.66% | 10919.7283
Upgrade | 12.018 | 2000759958 | 19.04 | 525 | 600 |  |  | 377 | Open Cut | Road | 82585 | 4338 | 28079 | 110664 | 40% | 44265 | 154929.06 | 2.66% | 4121.113
Upgrade | 3.049 | 2000087594 | 22.48 | 225 | 1125 |  |  | 386 | Open Cut | Road | 183384 | 8156 | 62351 | 245735 | 40% | 98294 | 344028.96 | 2.66% | 9151.1703
Upgrade | 3.044 | 2000679713 | 15.61 | 225 | 825 |  |  | 387 | Open Cut | Road | 88321 | 5657 | 30029 | 118350 | 40% | 47340 | 165690.34 | 2.66% | 4407.363
Upgrade | 3.053 | 2000301059 | 5.79 | 225 | 750 |  |  | 386 | Open Cut | Road | 57413 | 9924 | 19520 | 76933 | 40% | 30773 | 107706.88 | 2.66% | 2865.003
Upgrade | 3.054 | 2000562656 | 56.55 | 525 | 600 | 4 | 2 | 385 | Open Cut | Road | 198103 | 3503 | 67355 | 265459 | 40% | 106183 | 371641.95 | 0% | 0
Upgrade | 5.005 | 2000369495 | 4.28 | 450 | 825 |  |  | 387 | Open Cut | Road | 55604 | 12990 | 18905 | 74509 | 40% | 29804 | 104312.66 | 2.66% | 2774.7168
Upgrade | 1.021 | 2000601169 | 31.92 | 450 | 1050 |  |  | 385 | Open Cut | Road | 221839 | 6950 | 75425 | 297264 | 40% | 118906 | 416169.46 | 2.66% | 11070.1076
Upgrade | 2.041 | 2000964455 | 51.56 | 225 | 750 |  |  | 385 | Open Cut | Road | 241335 | 4681 | 82054 | 323389 | 40% | 129356 | 452744.24 | 2.66% | 12042.9968
Upgrade | 6.009 | 2000118377 | 23.64 | 375 | 825 |  |  | 387 | Open Cut | Road | 147386 | 6234 | 50111 | 197497 | 40% | 78999 | 276496.19 | 2.66% | 7354.7987
Upgrade | 2.053 | 2000136540 | 35.11 | 600 | 900 | 4 | 1 | 386 | Open Cut | Road | 201923 | 5751 | 68654 | 270576 | 40% | 108231 | 378807.06 | 0% | 0
Upgrade | 2.029 | 2000240812 | 70.65 | 225 | 600 |  |  | 385 | Open Cut | Road | 228367 | 3232 | 91100 | 359042 | 40% | 143617 | 502658.5125 | 2.66% | 13370.7164
Upgrade | 5.005 | 2000085571 | 98.34 | 450 | 825 |  |  | 387 | Open Cut | Road | 436781 | 4442 | 148505 | 585286 | 40% | 234114 | 819400.28 | 2.66% | 21796.0474
Upgrade | 4.005 | 2000519319 | 18.02 | 750 | 975 | 4 | 1 | 386 | Open Cut | Road | 145810 | 8090 | 49575 | 195385 | 40% | 78154 | 273539.02 | 0% | 0
Upgrade | 5.008 | 2000595354 | 38.01 | 225 | 750 | 4 | 2 | 387 | Open Cut | Road | 178981 | 4709 | 60853 | 239834 | 40% | 95934 | 335767.96 | 0% | 0
Upgrade | 6.004 | 2000126605 | 104.11 | 300 | 750 |  |  | 387 | Open Cut | Road | 434475 | 4173 | 147721 | 582196 | 40% | 232878 | 815074.53 | 2.66% | 21680.9825
Upgrade | 2.002 | 2000674144 | 41.16 | 600 | 1275 | 5 | 2 | 385 | Open Cut | Road | 289090 | 7024 | 98291 | 387381 | 40% | 154952 | 542333.29 | 0% | 0
Upgrade | 12.016 | 2000251726 | 45.86 | 375 | 450 |  |  | 377 | Open Cut | Road | 135393 | 2952 | 46034 | 181427 | 40% | 72571 | 253997.48 | 2.66% | 6756.333
Upgrade | 0 | 2000789295 | 1.91 | 300 | 825 |  |  | 387 | Open Cut | Road | 51991.6217 | 27216.441 | 17677.1514 | 69668.7731 | 40% | 27867.5092 | 97536.2823 | 2.66% | 2594.4651
Upgrade | 6.003 | 2000002646 | 105.7951 | 225 | 975 |  |  | 387 | Open Cut | Road | 658295 | 6222 | 223820 | 882115 | 40% | 352846 | 1234961.39 | 2.66% | 32849.973
Upgrade | 5.01 | 3000143843 | 35.3519 | 450 | 975 |  |  | 387 | Open Cut | Road | 223337 | 6318 | 75935 | 299271 | 40% | 119709 | 418979.95 | 2.66% | 11144.8667
Upgrade | 4.008 | 3000102628 | 25.1065 | 300 | 975 |  |  | 386 | Open Cut | Road | 183092 | 7072 | 62251 | 245344 | 40% | 98138 | 343481.34 | 2.66% | 9136.6036
Upgrade | 3.037 | 2000793373 | 14.81 | 225 | 1275 |  |  | 387 | Open Cut | Road | 108976 | 7359 | 37052 | 146028 | 40% | 58411 | 204439.55 | 2.66% | 5438.092
Upgrade | 1.021 | 3000044890 | 20.63 | 450 | 1050 |  |  | 385 | Open Cut | Road | 176317 | 8547 | 59948 | 236265 | 40% | 94506 | 330770.4 | 2.66% | 8798.4926
Upgrade | 3.063 | 2000689564 | 27.51 | 225 | 750 |  |  | 386 | Open Cut | Road | 125829 | 4574 | 42782 | 168610 | 40% | 67444 | 236054.53 | 2.66% | 6279.0505
Upgrade | 3.043 | 2000137853 | 6.83 | 450 | 675 |  |  | 387 | Open Cut | Road | 56306 | 10705 | 19144 | 75450 | 40% | 30180 | 105630.5 | 2.66% | 2809.7713
Upgrade | 4.008 | 2000014237 | 7.06 | 375 | 975 | 4 | 2 | 386 | Open Cut | Road | 80090 | 11349 | 27231 | 107321 | 40% | 42928 | 150249.22 | 0% | 0
Upgrade | 3.044 | 3000126067 | 11.28 | 225 | 825 |  |  | 387 | Open Cut | Road | 85708 | 7598 | 29141 | 114849 | 40% | 45940 | 160788.83 | 2.66% | 4276.9829
Upgrade | 3.053 | 2000303687 | 23.47 | 300 | 750 |  |  | 386 | Open Cut | Road | 120331 | 5128 | 40912 | 161243 | 40% | 64497 | 225740.35 | 2.66% | 6004.6933
Upgrade | 3.043 | 2000397128 | 49.56 | 300 | 675 |  |  | 387 | Open Cut | Road | 58187 | 8517 | 19784 | 77970 | 40% | 31188 | 109158.46 | 2.66% | 2903.615
Upgrade | 5.008 | 2000494846 | 16.05 | 450 | 750 | 4 |  | 387 | Open Cut | Road | 90813 | 5657 | 30876 | 121689 | 40% | 48676 | 170364.43 | 11.66% | 19860.7445
Upgrade | 3.053 | 2000075025 | 2.8 | 225 | 750 |  |  | 386 | Open Cut | Road | 29960 | 10682 | 10187 | 40147 | 40% | 16059 | 56205.78 | 2.66% | 1495.0737
Upgrade | 2.058 | 2000030487 | 61.46 | 300 | 600 |  |  | 385 | Open Cut | Road | 222618 | 3622 | 75690 | 298309 | 40% | 119323 | 417632.2 | 2.66% | 11109.0165
Upgrade | 5.002 | 2000598869 | 29.93 | 225 | 900 |  |  | 387 | Open Cut | Road | 170476 | 5696 | 57962 | 228438 | 40% | 91375 | 319813.49 | 2.66% | 8507.0388
Upgrade | 3.054 | 2000920470 | 14.29 | 225 | 600 |  |  | 385 | Open Cut | Road | 77680 | 5435 | 26411 | 104091 | 40% | 41636 | 145726.85 | 2.66% | 3876.3342
Upgrade | 3.044 | 2000470862 | 19.5 | 225 | 825 |  |  | 387 | Open Cut | Road | 117670 | 6035 | 40008 | 157678 | 40% | 63071 | 220748.99 | 2.66% | 5871.9231
Upgrade | 4.005 | 2000751335 | 3.86 | 675 | 975 | 4 | 1 | 386 | Open Cut | Road | 74157 | 19216 | 25213 | 99370 | 40% | 39748 | 139118.28 | 0% | 0
Upgrade | 1.019 | 2000827921 | 108.93 | 450 | 900 |  |  | 385 | Open Cut | Road | 577914 | 5305 | 196491 | 774405 | 40% | 309762 | 1084166.46 | 2.66% | 28838.8278
Upgrade | 4.008 | 2000504830 | 18.63 | 300 | 975 |  |  | 386 | Open Cut | Road | 140421 | 9288 | 47743 | 188164 | 40% | 75266 | 263429.5 | 2.66% | 7007.2247
Upgrade | 3.046 | 2000317962 | 13.45 | 300 | 975 |  |  | 386 | Open Cut | Road | 114633 | 8525 | 38975 | 153608 | 40% | 61443 | 215051.89 | 2.66% | 5720.3803
Upgrade | 12.018 | 2000684720 | 42.63 | 450 | 600 |  |  | 377 | Open Cut | Road | 162242 | 3806 | 55162 | 217404 | 40% | 86961 | 304365.11 | 2.66% | 8096.1119
Upgrade | 2.058 | 2000297254 | 18.43 | 300 | 600 |  |  | 385 | Open Cut | Road | 81953 | 4448 | 27864 | 109817 | 40% | 43927 | 153743.37 | 2.66% | 4089.5736
Upgrade | NA | 3000184293 | 1.4801 | 300 | 975 |  |  | 386 | Open Cut | Road | 69742.7112 | 47120.8428 | 23712.5218 | 93455.233 | 40% | 37382.0932 | 130837.3262 | 2.66% | 3480.2729
Upgrade | 3.051 | 2000042002 | 54.74 | 225 | 450 |  |  | 386 | Open Cut | Road | 161057 | 2942 | 54759 | 215816 | 40% | 86327 | 302142.9 | 2.66% | 8037.0011
Upgrade | 3.055 | 2000517949 | 41.44 | 225 | 750 | 5 | 2 | 385 | Open Cut | Road | 207043 | 4996 | 70395 | 277438 | 40% | 110975 | 388412.74 | 0% | 0
Upgrade | 4.008 | 2000241550 | 3.25 | 300 | 975 |  |  | 386 | Open Cut | Road | 73024 | 22479 | 24828 | 97852 | 40% | 39141 | 136993.44 | 2.66% | 3644.0255
Upgrade | 1.011 | 2000467474 | 142.5685 | 375 | 825 |  |  | 385 | Open Cut | Road | 625405 | 4387 | 212638 | 838043 | 40% | 335217 | 1173259.96 | 2.66% | 31208.7149
Upgrade | 2.013 | 3000184635 | 8.0117 | 225 | 750 |  |  | 385 | Open Cut | Road | 60440 | 7544 | 20550 | 80990 | 40% | 32396 | 113386 | 2.66% | 3016.0676
Upgrade | 6.011 | 2000039579 | 60.8043 | 225 | 1125 |  |  | 387 | Open Cut | Road | 441226 | 7257 | 150017 | 591243 | 40% | 236497 | 827740.67 | 2.66% | 22017.9018
Upgrade | 1.017 | 2000567122 | 23.63 | 225 | 750 |  |  | 385 | Open Cut | Road | 107043 | 4530 | 40987 | 161537 | 40% | 64615 | 226151.2993 | 2.66% | 6015.6246
Upgrade | 2.034 | 2000591373 | 45.44 | 150 | 525 |  |  | 385 | Open Cut | Road | 141905 | 3123 | 48248 | 190153 | 40% | 76061 | 266214.42 | 2.66% | 7081.3036
Upgrade | 6.011 | 2000613884 | 114.89 | 450 | 1125 |  |  | 387 | Open Cut | Road | 840673 | 7317 | 285829 | 1126502 | 40% | 450601 | 1577103.22 | 2.66% | 41950.9457
Upgrade | 1.013 | 2000604018 | 97.57 | 600 | 1050 |  |  | 385 | Open Cut | Road | 619722 | 6352 | 210706 | 830428 | 40% | 332171 | 1162599.11 | 2.66% | 30925.1363
Upgrade | 3.05 | 2000130082 | 29.75 | 225 | 975 |  |  | 386 | Open Cut | Road | 212939 | 7158 | 72399 | 285338 | 40% | 114135 | 399473.73 | 2.66% | 10626.0012
Upgrade | 1.011 | 3000044891 | 27.96 | 450 | 825 |  |  | 385 | Open Cut | Road | 149998 | 5365 | 50999 | 200997 | 40% | 80399 | 281396.17 | 2.66% | 7485.1381
Upgrade | 5.002 | 2000081960 | 72.03 | 300 | 900 |  |  | 387 | Open Cut | Road | 401280 | 5571 | 136435 | 537716 | 40% | 215086 | 752802.09 | 2.66% | 20024.5356
Upgrade | 4.005 | 3000103030 | 35.4165 | 750 | 975 | 4 | 5 | 386 | Open Cut | Road | 223457 | 6309 | 75975 | 299432 | 40% | 119773 | 419204.9 | 70% | 293443.43
Upgrade | 3.05 | 2000080257 | 68.87 | 300 | 975 |  |  | 386 | Open Cut | Road | 437655 | 6355 | 148803 | 586458 | 40% | 234583 | 821041.47 | 2.66% | 21839.7031
Upgrade | 12.006 | 2000510612 | 53.29 | 750 | 1275 | 4 | 3 | 377 | Open Cut | Road | 362987 | 6812 | 123415 | 486402 | 40% | 194561 | 680962.84 | 21% | 143002.1964
Upgrade | 2.013 | 2000220933 | 63.06 | 225 | 750 |  |  | 385 | Open Cut | Road | 276411 | 4383 | 93980 | 370390 | 40% | 148156 | 518546.39 | 2.66% | 13793.334
Upgrade | 4.01 | 2000798957 | 5.63 | 600 | 825 | 4 | 2 | 386 | Open Cut | Road | 57658 | 10244 | 19604 | 77261 | 40% | 30905 | 108165.73 | 0% | 0
Upgrade | 4.008 | 2000062149 | 74.41 | 375 | 975 |  |  | 386 | Open Cut | Road | 470625 | 6325 | 160013 | 630638 | 40% | 252255 | 882893.08 | 2.66% | 23484.9559
Upgrade | 3.063 | 2000337821 | 95.48 | 225 | 750 |  |  | 386 | Open Cut | Road | 398242 | 4171 | 135402 | 533645 | 40% | 213458 | 747102.74 | 2.66% | 19872.9329
Upgrade | 12.006 | 2000126657 | 41.08 | 750 | 1275 |  |  | 377 | Open Cut | Road | 288892 | 7032 | 98223 | 387115 | 40% | 154846 | 541960.76 | 2.66% | 14416.1562
Upgrade | 1.011 | 2000779227 | 10.96 | 375 | 825 |  |  | 385 | Open Cut | Road | 85215 | 7778 | 28973 | 114189 | 40% | 45675 | 159864.18 | 2.66% | 4252.3872
Upgrade | 1.017 | 2000078112 | 31.05 | 225 | 750 |  |  | 385 | Open Cut | Road | 114803 | 3698 | 51026 | 201102 | 40% | 80441 | 281543.3665 | 2.66% | 7489.0536
Upgrade | 4.008 | 2000965216 | 19.1826 | 375 | 975 |  |  | 386 | Open Cut | Road | 146509 | 7963 | 49813 | 196323 | 40% | 78529 | 274851.8 | 2.66% | 7311.0579
Upgrade | 1.018 | 2000362737 | 17.45 | 300 | 600 |  |  | 385 | Open Cut | Road | 80941 | 4639 | 27520 | 108460 | 40% | 43384 | 151844.4 | 2.66% | 4039.061
Upgrade | 2.06 | 2000014482 | 62.67 | 450 | 825 |  |  | 385 | Open Cut | Road | 304678 | 4862 | 103590 | 408268 | 40% | 163307 | 571575.56 | 2.66% | 15203.9099
Upgrade | 6.009 | 2000015552 | 50.63 | 375 | 825 |  |  | 387 | Open Cut | Road | 247446 | 4888 | 84132 | 331578 | 40% | 132631 | 464209.27 | 2.66% | 12347.9666
Upgrade | 11.022 | 2000969508 | 105.67 | 375 | 825 |  |  | 377 | Open Cut | Road | 514817 | 4872 | 175038 | 689855 | 40% | 275942 | 965797.61 | 2.66% | 25690.2164
Upgrade | 1.021 | 2000041168 | 15.56 | 450 | 1050 |  |  | 385 | Open Cut | Road | 143386 | 9212 | 48751 | 192138 | 40% | 76855 | 268992.64 | 2.66% | 7155.2042
Upgrade | 5.01 | 2000560330 | 78.46 | 450 | 975 |  |  | 387 | Open Cut | Road | 260419 | 6041 | 88542 | 348961 | 40% | 139585 | 488546.02 | 2.66% | 12995.3241
Upgrade | 3.05 | 2000794336 | 76.7 | 225 | 975 |  |  | 386 | Open Cut | Road | 474866 | 6191 | 161454 | 636320 | 40% | 254528 | 890848.35 | 2.66% | 23696.5661
Upgrade | 5.009 | 2000555391 | 97.91 | 300 | 1125 |  |  | 387 | Open Cut | Road | 658637 | 6727 | 223937 | 882574 | 40% | 353029 | 1235603.01 | 2.66% | 32867.0401
Upgrade | 1.017 | 2000519928 | 27.31 | 225 | 750 |  |  | 385 | Open Cut | Road | 110893 | 4061 | 42689 | 168244 | 40% | 67298 | 235541.6659 | 2.66% | 6265.4083
Upgrade | 6.009 | 2000227476 | 80.2 | 375 | 825 |  |  | 387 | Open Cut | Road | 370263 | 4617 | 125889 | 496153 | 40% | 198461 | 694613.75 | 2.66% | 18476.7257
Upgrade | 2.013 | 3000184637 | 2.2645 | 225 | 750 |  |  | 385 | Open Cut | Road | 29226 | 12906 | 9937 | 39163 | 40% | 15665 | 54827.64 | 2.66% | 1458.4152
Upgrade | 5.009 | 2000853916 | 6.5 | 300 | 1125 |  |  | 387 | Open Cut | Road | 102986 | 15851 | 35015 | 138001 | 40% | 55200 | 193201.15 | 2.66% | 5139.1506
Upgrade | 2.053 | 2000426665 | 57.39 | 375 | 900 |  |  | 386 | Open Cut | Road | 331173 | 5771 | 112599 | 443772 | 40% | 177509 | 621280.26 | 2.66% | 16526.0549
Upgrade | 1.011 | 2000276111 | 32.19 | 450 | 825 |  |  | 385 | Open Cut | Road | 156450 | 4860 | 53193 | 209642 | 40% | 83857 | 293499.36 | 2.66% | 7807.083
Upgrade | 4.008 | 2000900356 | 33.9449 | 450 | 975 | 4 | 3 | 386 | Open Cut | Road | 220726 | 6502 | 75047 | 295773 | 40% | 118309 | 414082.29 | 21% | 86957.2809
Upgrade | 3.044 | 2000647843 | 41.06 | 300 | 825 | 4 | 2 | 387 | Open Cut | Road | 189400 | 4613 | 64396 | 253797 | 40% | 101519 | 355315.14 | 0% | 0
Upgrade | 3.053 | 2000742615 | 50.42 | 225 | 750 |  |  | 386 | Open Cut | Road | 181013 | 4582 | 61544 | 242558 | 40% | 97023 | 339580.61 | 2.66% | 9032.8442
Upgrade | 2.002 | 2000532271 | 100.44 | 600 | 1275 | 5 | 2 | 385 | Open Cut | Road | 684306 | 6813 | 232664 | 916969 | 40% | 366788 | 1283757.15 | 0% | 0
Upgrade | 2.053 | 2000415719 | 24.5 | 300 | 900 |  |  | 386 | Open Cut | Road | 161458 | 6566 | 54896 | 216354 | 40% | 86542 | 302895.92 | 2.66% | 8057.0315
Upgrade | 5.005 | 2000604950 | 94.2 | 450 | 825 |  |  | 387 | Open Cut | Road | 411035 | 4364 | 139752 | 550787 | 40% | 220315 | 771102.09 | 2.66% | 20511.3156
Upgrade | 3.044 | 2000765076 | 39.09 | 300 | 825 |  |  | 387 | Open Cut | Road | 186398 | 4769 | 63375 | 249773 | 40% | 99909 | 349682.31 | 2.66% | 9301.5494
Upgrade | 4.005 | 2000424236 | 77.92 | 675 | 975 | 4 | 1 | 386 | Open Cut | Road | 470950 | 6314 | 160123 | 631073 | 40% | 252429 | 883502.88 | 0% | 0
Upgrade | 4.014 | 2000028767 | 26.26 | 1200 | 1275 |  |  | 386 | Open Cut | Road | 183334 | 6981 | 62334 | 245668 | 40% | 98267 | 343934.9 | 2.66% | 9148.6683
Upgrade | 1.02 | 2000885978 | 60.55 | 525 | 1125 |  |  | 385 | Open Cut | Road | 440660 | 7278 | 149824 | 590485 | 40% | 236194 | 826678.5 | 2.66% | 21989.6481
Upgrade | 1.013 | 2000844010 | 115.77 | 600 | 1050 |  |  | 385 | Open Cut | Road | 762838 | 6589 | 259365 | 1022203 | 40% | 408881 | 1431083.83 | 2.66% | 38066.8299
Upgrade | 3.037 | 2000488518 | 51.57 | 225 | 1275 |  |  | 387 | Open Cut | Road | 358628 | 6955 | 121934 | 480561 | 40% | 192225 | 672786.07 | 2.66% | 17896.1095
Upgrade | 4.014 | 2000849516 | 23.94 | 1200 | 1275 |  |  | 386 | Open Cut | Road | 177453 | 7413 | 60334 | 237787 | 40% | 95115 | 332902.16 | 2.66% | 8855.1975
Upgrade | 3.044 | 2000032235 | 9.35 | 300 | 825 |  |  | 387 | Open Cut | Road | 106166 | 11356 | 36096 | 142262 | 40% | 56905 | 199167.32 | 2.66% | 5297.8507
Upgrade | 11.023 | 2000895911 | 70.97 | 375 | 750 |  |  | 385 | Open Cut | Road | 306600 | 4320 | 104244 | 410844 | 40% | 164337 | 575181.06 | 2.66% | 15299.8162
Upgrade | 5.008 | 2000904239 | 67.33 | 225 | 750 |  |  | 387 | Open Cut | Road | 301647 | 4480 | 102560 | 404207 | 40% | 161683 | 565890.07 | 2.66% | 15052.6759
Upgrade | 12.006 | 2000834274 | 27.69 | 750 | 1275 |  |  | 377 | Open Cut | Road | 209568 | 7576 | 71253 | 280821 | 40% | 112328 | 393149.21 | 2.66% | 10457.769
Upgrade | 1.017 | 2000060135 | 89.27 | 225 | 750 |  |  | 385 | Open Cut | Road | 215445 | 3995 | 83148 | 327700 | 40% | 131080 | 458780.1673 | 2.66% | 12203.5525
Upgrade | 1.015 | 2000238785 | 66.53 | 225 | 675 |  |  | 385 | Open Cut | Road | 271197 | 4076 | 92207 | 363404 | 40% | 145362 | 508766.28 | 2.66% | 13533.183
Upgrade | 2.059 | 2000261028 | 85.31 | 300 | 750 |  |  | 385 | Open Cut | Road | 345538 | 4050 | 117483 | 463020 | 40% | 185208 | 648228.38 | 2.66% | 17242.8749
Upgrade | 5.002 | 2000741797 | 67.35 | 225 | 900 |  |  | 387 | Open Cut | Road | 370681 | 5504 | 126031 | 496712 | 40% | 198685 | 695397 | 2.66% | 18497.5602
Upgrade | 4.01 | 2000084415 | 11.42 | 600 | 825 | 4 | 2 | 386 | Open Cut | Road | 85925 | 7523 | 29215 | 115140 | 40% | 46056 | 161195.78 | 0% | 0
Upgrade | 1.02 | 2000680737 | 7.4 | 750 | 1125 |  |  | 385 | Open Cut | Road | 143959 | 19459 | 48946 | 192906 | 40% | 77162 | 270067.79 | 2.66% | 7183.8032
Upgrade | 5.01 | 2000651226 | 4.5 | 400 | 975 |  |  | 387 | Open Cut | Road | 75354 | 16730 | 25620 | 100974 | 40% | 40390 | 141363.96 | 2.66% | 3760.2813
Upgrade | 2.031 | 2000033426 | 81.56 | 450 | 825 | 4 | 2 | 385 | Open Cut | Road | 372340 | 4565 | 126596 | 498936 | 40% | 199574 | 698510.29 | 0% | 0
Upgrade | 2.03 | 2000668842 | 79.81 | 225 | 900 |  |  | 385 | Open Cut | Road | 327424 | 4103 | 148614 | 585713 | 40% | 234285 | 819998.1894 | 2.66% | 21811.9518
Upgrade | 4.014 | 2000046263 | 6.8758 | 1200 | 1275 |  |  | 386 | Open Cut | Road | 66217 | 9630 | 22514 | 88731 | 40% | 35493 | 124223.81 | 2.66% | 3304.3533
Upgrade | 4.008 | 2000847426 | 22.47 | 375 | 975 | 4 | 4 | 386 | Open Cut | Road | 176747 | 7866 | 60094 | 236841 | 40% | 94736 | 331577.4 | 70% | 232104.18
Upgrade | 1.017 | 2000063396 | 28.79 | 225 | 750 |  |  | 385 | Open Cut | Road | 112445 | 3905 | 49983 | 196994 | 40% | 78798 | 275791.3005 | 2.66% | 7336.0486
Upgrade | 5.008 | 2000497054 | 8.33 | 300 | 750 |  |  | 387 | Open Cut | Road | 60876 | 7306 | 20698 | 81574 | 40% | 32630 | 114203.34 | 2.66% | 3037.8088
Upgrade | 4.005 | 2000927727 | 11.62 | 675 | 975 | 4 | 1 | 386 | Open Cut | Road | 111249 | 9571 | 37825 | 149074 | 40% | 59630 | 208703.94 | 0% | 0
Upgrade | 3.063 | 2000736178 | 14.13 | 225 | 750 |  |  | 386 | Open Cut | Road | 88197 | 6242 | 29987 | 118184 | 40% | 47274 | 165457.44 | 2.66% | 4401.1679
Upgrade | 5.008 | 2000488050 | 11.08 | 450 | 750 |  |  | 387 | Open Cut | Road | 84057 | 7583 | 28579 | 112636 | 40% | 45054 | 157690.27 | 2.66% | 4194.5612
Upgrade | 4.008 | 2000472526 | 16.78 | 375 | 975 | 5 | 2 | 386 | Open Cut | Road | 143498 | 8553 | 48789 | 192287 | 40% | 76915 | 269202.34 | 0% | 0
Upgrade | 2.031 | 2000605256 | 50.29 | 450 | 825 |  |  | 385 | Open Cut | Road | 151550 | 5230 | 51527 | 203077 | 40% | 81231 | 284307.21 | 2.66% | 7562.5718
Upgrade | 11.026 | 2000316710 | 82.84 | 675 | 1125 |  |  | 385 | Open Cut | Road | 580076 | 7009 | 197226 | 777302 | 40% | 310921 | 1088222.36 | 2.66% | 28946.7148
Upgrade | 4.008 | 2000113420 | 18.85 | 525 | 975 | 4 | 2 | 386 | Open Cut | Road | 186352 | 9884 | 63360 | 249712 | 40% | 99885 | 349596.59 | 0% | 0
Upgrade | 3.038 | 2000881721 | 14.31 | 300 | 975 |  |  | 386 | Open Cut | Road | 116242 | 8121 | 39522 | 155764 | 40% | 62306 | 218070.27 | 2.66% | 5800.6692
Upgrade | 5.008 | 2000540221 | 19.05 | 300 | 750 |  |  | 387 | Open Cut | Road | 114331 | 6000 | 38872 | 153203 | 40% | 61281 | 214484.41 | 2.66% | 5705.2853
Upgrade | 1.021 | 2000366392 | 4.11 | 525 | 1050 |  |  | 385 | Open Cut | Road | 74836 | 18226 | 25444 | 100280 | 40% | 40112 | 140391.48 | 2.66% | 3734.4134
Upgrade | 1.013 | 2000058627 | 86.01 | 600 | 1050 | 4 | 3 | 385 | Open Cut | Road | 589963 | 6860 | 200587 | 790550 | 40% | 316220 | 1106770.64 | 21% | 232421.8344
Upgrade | 11.024 | 2000617233 | 85.1 | 675 | 975 |  |  | 385 | Open Cut | Road | 513143 | 6030 | 174469 | 687611 | 40% | 275045 | 962656.06 | 2.66% | 25606.6512
Upgrade | 1.017 | 2000096338 | 23.67 | 225 | 750 |  |  | 385 | Open Cut | Road | 123462 | 5217 | 48960 | 192960 | 40% | 77184 | 270143.4595 | 2.66% | 7185.816
Upgrade | 18.009 | 2000327450 | 32.1 | 225 | 600 |  |  | 377 | Open Cut | Road | 115020 | 3639 | 39107 | 154127 | 40% | 61651 | 215778.33 | 2.66% | 5739.7036
Upgrade | 6.009 | 2000941228 | 14.87 | 375 | 825 |  |  | 387 | Open Cut | Road | 91183 | 6131 | 31002 | 122185 | 40% | 48874 | 171059.22 | 2.66% | 4550.1753
Upgrade | 6.003 | 2000671521 | 55.22 | 225 | 975 |  |  | 387 | Open Cut | Road | 366963 | 6645 | 124768 | 491731 | 40% | 196692 | 688423.39 | 2.66% | 18312.0622
Upgrade | 3.053 | 2000070060 | 47.85 | 300 | 750 |  |  | 386 | Open Cut | Road | 211798 | 4426 | 72011 | 283810 | 40% | 113524 | 397333.53 | 2.66% | 10569.0719
Upgrade | 3.053 | 3000191950 | 10.9171 | 225 | 750 |  |  | 386 | Open Cut | Road | 83828 | 7679 | 28502 | 112330 | 40% | 44932 | 157262.09 | 2.66% | 4183.1716
Upgrade | 3.043 | 2000869637 | 5.26 | 450 | 675 |  |  | 387 | Open Cut | Road | 56306 | 10705 | 19144 | 75450 | 40% | 30180 | 105630.5 | 2.66% | 2809.7713
Upgrade | 12.014 | 2000565876 | 51.04 | 300 | 825 | 4 | 2 | 377 | Open Cut | Road | 248075 | 4861 | 84346 | 332421 | 40% | 132968 | 465389.4 | 0% | 0
Upgrade | 5.009 | 2000861926 | 38.69 | 300 | 1125 |  |  | 387 | Open Cut | Road | 286942 | 7417 | 97560 | 384503 | 40% | 153801 | 538303.59 | 2.66% | 14318.8755
Upgrade | 3.038 | 2000105747 | 65.61 | 300 | 975 |  |  | 386 | Open Cut | Road | 408911 | 6233 | 139030 | 547941 | 40% | 219176 | 767116.81 | 2.66% | 20405.3071
Upgrade | 12.018 | 2000488560 | 13.67 | 450 | 600 |  |  | 377 | Open Cut | Road | 77031 | 5636 | 26191 | 103222 | 40% | 41289 | 144510.28 | 2.66% | 3843.9734
Upgrade | 1.017 | 3000162117 | 35.3442 | 225 | 750 |  |  | 385 | Open Cut | Road | 138732 | 3925 | 53012 | 208929 | 40% | 83572 | 292500.8617 | 2.66% | 7780.5229
Upgrade | 18.004 | 2000572710 | 15.79 | 225 | 750 |  |  | 377 | Open Cut | Road | 91060 | 5609 | 30960 | 122020 | 40% | 48808 | 170828.59 | 2.66% | 4544.0405
Upgrade | 3.05 | 2000095718 | 17.28 | 225 | 975 |  |  | 386 | Open Cut | Road | 144426 | 8360 | 49105 | 193531 | 40% | 77412 | 270942.84 | 2.66% | 7207.0795
Upgrade | 11.021 | 2000870642 | 90.12 | 225 | 600 |  |  | 377 | Open Cut | Road | 291132 | 3230 | 98985 | 390117 | 40% | 156047 | 546163.53 | 2.66% | 14527.9499
Upgrade | 5.008 | 2000085776 | 6.32 | 300 | 750 | 5 |  | 387 | Open Cut | Road | 58142 | 9198 | 19768 | 77910 | 40% | 31164 | 109073.69 | 11.66% | 12715.5926
Upgrade | 1.018 | 3000056031 | 28.42 | 300 | 600 |  |  | 385 | Open Cut | Road | 111724 | 3932 | 37986 | 149710 | 40% | 59884 | 209593.68 | 2.66% | 5575.1919
Upgrade | 18.005 | 2000268885 | 61.06 | 375 | 825 | 4 | 5 | 377 | Open Cut | Road | 325621 | 5333 | 110711 | 436331 | 40% | 174533 | 610864.07 | 70% | 427604.849
Upgrade | 3.049 | 2000326967 | 87.24 | 300 | 1125 | 4 | 5 | 386 | Open Cut | Road | 589897 | 6762 | 200565 | 790462 | 40% | 316185 | 1106646.1 | 70% | 774652.27
Upgrade | 4.005 | 2000322201 | 17.0172 | 750 | 975 | 4 | 1 | 386 | Open Cut | Road | 143944 | 8459 | 48941 | 192885 | 40% | 77154 | 270039.43 | 0% | 0
Upgrade | 4.01 | 2000076955 | 69.52 | 450 | 825 | 4 | 2 | 386 | Open Cut | Road | 334551 | 4812 | 113747 | 448298 | 40% | 179319 | 627617 | 0% | 0
Upgrade | 6.009 | 2000758727 | 16.34 | 225 | 825 |  |  | 387 | Open Cut | Road | 93423 | 5717 | 31764 | 125186 | 40% | 50075 | 175260.97 | 2.66% | 4661.9418
Upgrade | 2.03 | 2000530041 | 8.89 | 450 | 900 |  |  | 385 | Open Cut | Road | 60812 | 6841 | 30452 | 120017 | 40% | 48007 | 168024.47 | 2.66% | 4469.4509
Upgrade | 18.004 | 2000190863 | 94.29 | 225 | 750 |  |  | 377 | Open Cut | Road | 377180 | 4000 | 128241 | 505421 | 40% | 202168 | 707589.43 | 2.66% | 18821.8788
Upgrade | 4.005 | 3000153261 | 19.4118 | 750 | 975 | 4 |  | 386 | Open Cut | Road | 148387 | 7644 | 50452 | 198839 | 40% | 79536 | 278374.84 | 11.66% | 32452.3821
Upgrade | 2.06 | 2000074123 | 54.37 | 300 | 825 | 4 | 3 | 385 | Open Cut | Road | 272588 | 5014 | 92680 | 365268 | 40% | 146107 | 511375.55 | 21% | 107388.8655
Upgrade | 3.043 | 2000778511 | 69.74 | 450 | 675 |  |  | 387 | Open Cut | Road | 298436 | 4279 | 101468 | 399905 | 40% | 159962 | 559866.84 | 2.66% | 14892.4579
Upgrade | 2.013 | 2000567397 | 68.35 | 225 | 750 |  |  | 385 | Open Cut | Road | 269630 | 4643 | 91674 | 361304 | 40% | 144522 | 505826.24 | 2.66% | 13454.978
Upgrade | 4.005 | 3000153260 | 3.3305 | 675 | 975 | 4 |  | 386 | Open Cut | Road | 73176 | 21971 | 24880 | 98056 | 40% | 39222 | 137278.49 | 11.66% | 16003.6518
Upgrade | 11.011 | 2000922511 | 87.06 | 225 | 675 |  |  | 377 | Open Cut | Road | 334638 | 3844 | 113777 | 448415 | 40% | 179366 | 627780.44 | 2.66% | 16698.9597
Upgrade | NA | 2000455982 | 22.2 | 825 | 1200 |  |  | 377 | Open Cut | Road | 186102.5761 | 8375.4535 | 63274.8759 | 249377.452 | 40% | 99750.9808 | 349128.4328 | 2.66% | 9286.8163
Upgrade | 6.009 | 2000750470 | 80.22 | 375 | 825 |  |  | 387 | Open Cut | Road | 370295 | 4616 | 125900 | 496195 | 40% | 198478 | 694673.21 | 2.66% | 18478.3074
Upgrade | 3.063 | 2000548131 | 91.44 | 300 | 750 |  |  | 386 | Open Cut | Road | 373307 | 4083 | 126924 | 500231 | 40% | 200093 | 700323.98 | 2.66% | 18628.6179
Upgrade | NA | 2000285988 | 2.8 | 300 | 675 |  |  | 385 | Open Cut | Road | 53363.1204 | 19058.2573 | 18143.4609 | 71506.5813 | 40% | 28602.6325 | 100109.2139 | 2.66% | 2662.9051
Upgrade | 1.015 | 2000325732 | 64.82 | 300 | 675 |  |  | 385 | Open Cut | Road | 269152 | 4152 | 91512 | 360664 | 40% | 144266 | 504929.87 | 2.66% | 13431.1345
Upgrade | NA | 2000715971 | 2.19 | 375 | 675 |  |  | 385 | Open Cut | Road | 52636.8714 | 24002.2214 | 17896.5363 | 70533.4077 | 40% | 28213.3631 | 98746.7707 | 2.66% | 2626.6641
Upgrade | 1.014 | 2000230928 | 66.29 | 375 | 675 |  |  | 385 | Open Cut | Road | 270911 | 4087 | 92110 | 363021 | 40% | 145208 | 508229.36 | 2.66% | 13518.901
Note on A2: [Threaded comment] Your version of Excel allows you to read this threaded comment; however, any edits to it will get removed if the file is opened in a newer version of Excel. Learn more: https://go.microsoft.com/fwlink/?linkid=870924 Comment: Identified as a WSP upgrade or extension.
Note on C2: [Threaded comment] Your version of Excel allows you to read this threaded comment; however, any edits to it will get removed if the file is opened in a newer version of Excel. Learn more: https://go.microsoft.com/fwlink/?linkid=870924 Comment: SAP ID identifier - Auckland Council database of assets.
Note on D2: [Threaded comment] Your version of Excel allows you to read this threaded comment; however, any edits to it will get removed if the file is opened in a newer version of Excel. Learn more: https://go.microsoft.com/fwlink/?linkid=870924 Comment: Length determined from Auckland GIS data.
Note on F2: [Threaded comment] Your version of Excel allows you to read this threaded comment; however, any edits to it will get removed if the file is opened in a newer version of Excel. Learn more: https://go.microsoft.com/fwlink/?linkid=870924 Comment: Existing diameter of pipe identified from Auckland Council GeoMaps.
Note on G2: [Threaded comment] Your version of Excel allows you to read this threaded comment; however, any edits to it will get removed if the file is opened in a newer version of Excel. Learn more: https://go.microsoft.com/fwlink/?linkid=870924 Comment: Pipe diameter identified from WSP analysis. Inputs include catchment imperviousness of 90% and 2.1 degrees of climate change increase to rainfall.
Note on H2: [Threaded comment] Your version of Excel allows you to read this threaded comment; however, any edits to it will get removed if the file is opened in a newer version of Excel. Learn more: https://go.microsoft.com/fwlink/?linkid=870924 Comment: Pipe critical number. (Either 4 or 5). Data obtained from Jean Pierre, Auckland Council GIS files. Reply: If not 4 or 5 not displayed.

## Tamaki Pipe Net Scen 3
Ko Pipes Excluded Scenario 3
Upgrade/ Extension | WSP ID | SAP ID | Length of Upgrade(m) | Length of Extension (m) | Existing Diameter (mm) | Pipe Diameter (90% IMP +2.1) (mm) | Critical Number | Condition Number | MSM Zone | Installation Method | Reinstatement Needed | Pipe DIA (90% IMP +2.1) (mm) Direct Works Cost total ($) | Pipe DIA (90% IMP +2.1) (mm) Budget Cost/lm (rate) | Expected Fees Cost total ($) | Expected Base Estimate ($) | Contingency (%) | Contingency Cost total ($) | P50 Expected Estimate in PDV($) | Renewal Rate | Renewal Share
Upgrade | 2000480831 | 1.01 | 50.6 |  | 600 | 975 |  |  | 376 | Open Cut | Road | 374729 | 7403 | 127408 | 502137 | 40% | 200855 | 702992 | 2.66% | 18699.5872
Extension | NA | 1.008 |  | 123 |  | 375 |  |  | 376 | Open Cut | Road | 253249 | 2059 | 86105 | 339353 | 40% | 135741 | 475095 | 0% | 0
Upgrade | 2000085101 | 1.014 | 29.6 |  | 600 | 825 |  |  | 376 | Open Cut | Road | 152539 | 5149 | 51863 | 204403 | 40% | 81761 | 286164 | 2.66% | 7611.9624
Upgrade | 2000212994 | 1.014 | 67.7 |  | 450 | 825 |  |  | 376 | Open Cut | Road | 312276 | 4616 | 106174 | 418450 | 40% | 167380 | 585830 | 2.66% | 15583.078
Upgrade | 2000212079 | 1.018 | 57.2 |  | 450 | 675 |  |  | 376 | Open Cut | Road | 240570 | 4207 | 81794 | 322364 | 40% | 128946 | 451310 | 2.66% | 12004.846
Upgrade | 2000612766 | 1.018 | 70.2 |  | 450 | 675 | 4 | 2 | 376 | Open Cut | Road | 275559 | 3927 | 93690 | 369249 | 40% | 147700 | 516948 | 0% | 0
Upgrade | 2000531269 | 1.018 | 56.1 |  | 375 | 675 | 4 | 3 | 376 | Open Cut | Road | 239285 | 4265 | 81357 | 320642 | 40% | 128257 | 448899 | 21% | 94268.79
Upgrade | 2000762257 | 1.017 | 83.3 |  | 300 | 675 |  |  | 376 | Open Cut | Road | 310644 | 3731 | 105619 | 416263 | 40% | 166505 | 582768 | 2.66% | 15501.6288
Upgrade | 3000193994 | 1.016 | 36 |  | 225 | 600 |  |  | 376 | Open Cut | Road | 139004 | 3861 | 47261 | 186265 | 40% | 74506 | 260771 | 2.66% | 6936.5086
Upgrade | 2000132056 | 1.016 | 37.9 |  | 225 | 600 |  |  | 376 | Open Cut | Road | 140936 | 3722 | 47918 | 188855 | 40% | 75542 | 264396 | 2.66% | 7032.9336
Upgrade | 2000009226 | 1.009 | 71.4 |  | 450 | 750 |  |  | 376 | Open Cut | Road | 330614 | 4629 | 112409 | 443023 | 40% | 177209 | 620232 | 2.66% | 16498.1712
Upgrade | 3000092542 | 1.009 | 12.5 |  | 450 | 750 |  |  | 376 | Open Cut | Road | 86048 | 6857 | 29256 | 115304 | 40% | 46122 | 161426 | 2.66% | 4293.9316
Extension | NA | 1.005 |  | 150 |  | 750 |  |  | 376 | Open Cut | Road | 594039 | 3961 | 201973 | 796013 | 40% | 318405 | 1114418 | 0% | 0
Extension | NA | 1.004 |  | 96.8 |  | 600 |  |  | 376 | Open Cut | Road | 317442 | 3281 | 107930 | 425373 | 40% | 170149 | 595522 | 0% | 0
Upgrade | 2000535507 | 1.015 | 56.2 |  | 450 | 750 |  |  | 376 | Open Cut | Road | 247664 | 4406 | 84206 | 331870 | 40% | 132748 | 464617 | 2.66% | 12358.8122
Upgrade | 2000884078 | 1.015 | 52.5 |  | 450 | 750 |  |  | 376 | Open Cut | Road | 242595 | 4622 | 82482 | 325078 | 40% | 130031 | 455109 | 2.66% | 12105.8994
Upgrade | 2000571042 | 1.015 | 10.9 |  | 450 | 750 |  |  | 376 | Open Cut | Road | 83753 | 7711 | 28476 | 112229 | 40% | 44891 | 157120 | 2.66% | 4179.392
Upgrade | 2000634015 | 1.013 | 32 |  | 450 | 675 |  |  | 377 | Open Cut | Road | 169993 | 5315 | 57797 | 227790 | 40% | 91116 | 318906 | 2.66% | 8482.8996
Upgrade | 2000231831 | 1.013 | 41.9 |  | 450 | 675 |  |  | 377 | Open Cut | Road | 177941 | 4243 | 60500 | 238441 | 40% | 95376 | 333817 | 2.66% | 8879.5322
Upgrade | 2000061690 | 1.011 | 61.6 |  | 225 | 525 | 4 | 2 | 368 | Open Cut | Road | 194287 | 3156 | 66058 | 260345 | 40% | 104138 | 364483 | 0% | 0
Upgrade | 2000706286 | 1.011 | 7.4 |  | 225 | 525 |  |  | 368 | Open Cut | Road | 50361 | 6831 | 17123 | 67484 | 40% | 26994 | 94478 | 2.66% | 2513.1148
Extension | NA | 1.003 |  | 37.8 |  | 375 |  |  | 368 | Open Cut | Road | 91777 | 2429 | 31204 | 122982 | 40% | 49193 | 172174 | 0% | 0
Upgrade | 2000751203 | 1.012 | 41 |  | 300 | 525 |  |  | 368 | Open Cut | Road | 138026 | 3367 | 46929 | 184955 | 40% | 73982 | 258937 | 2.66% | 6887.7242
Upgrade | 2000089531 | 1.012 | 5.4 |  | 225 | 525 |  |  | 368 | Open Cut | Road | 48675 | 8947 | 16550 | 65225 | 40% | 26090 | 91315 | 2.66% | 2428.979
Extension | NA | 1.001 |  | 55.5 |  | 450 |  |  | 368 | Open Cut | Road | 161567 | 2913 | 54933 | 216500 | 40% | 86600 | 303100 | 0% | 0
Extension | NA | 1.002 |  | 75.2 |  | 450 |  |  | 368 | Open Cut | Road | 214489 | 2854 | 72926 | 287415 | 40% | 114966 | 402381 | 0% | 0
Extension | NA | 1.006 |  | 63.2 |  | 450 |  |  | 377 | Open Cut | Road | 202893 | 3211 | 68984 | 271876 | 40% | 108751 | 380627 | 0% | 0
Extension | NA | 2.002 |  | 62.1 |  | 450 |  |  | 376 | Open Cut | Road | 185728 | 2992 | 63148 | 248876 | 40% | 99550 | 348426 | 0% | 0
Upgrade | 2000063054 | 2.011 | 14.2 |  | 300 | 525 |  |  | 376 | Open Cut | Road | 75795 | 5322 | 25770 | 101565 | 40% | 40626 | 142191 | 2.66% | 3782.2806
Upgrade | 2000637383 | 2.011 | 18.5 |  | 225 | 525 |  |  | 376 | Open Cut | Road | 79514 | 4298 | 27035 | 106549 | 40% | 42620 | 149168 | 2.66% | 3967.8688
Extension | NA | 2.007 |  | 104 |  | 450 |  |  | 376 | Open Cut | Road | 293245 | 2820 | 99703 | 392948 | 40% | 157179 | 550127 | 0% | 0
Upgrade | 2000070069 | 2.009 | 68 |  | 300 | 975 | 4 | 4 | 376 | Open Cut | Road | 475081 | 6984 | 161527 | 636608 | 40% | 254643 | 891252 | 70% | 623876.4
Upgrade | 2000236222 | 2.009 | 38 |  | 300 | 975 |  |  | 376 | Open Cut | Road | 250951 | 6603 | 85323 | 336275 | 40% | 134510 | 470785 | 2.66% | 12522.881
Upgrade | 2000227010 | 2.009 | 61.3 |  | 225 | 975 |  |  | 376 | Open Cut | Road | 400947 | 6539 | 136322 | 537268 | 40% | 214907 | 752176 | 2.66% | 20007.8816
Upgrade | 2000611077 | 2.008 | 22.5 |  | 300 | 525 |  |  | 376 | Open Cut | Road | 83013 | 3688 | 28224 | 111237 | 40% | 44495 | 155732 | 2.66% | 4142.4712
Upgrade | 2000903675 | 2.008 | 40.8 |  | 225 | 525 |  |  | 376 | Open Cut | Road | 137889 | 3376 | 46882 | 184772 | 40% | 73909 | 258680 | 2.66% | 6880.888
Upgrade | 3000158534 | 2.008 | 37.7 |  | 225 | 525 |  |  | 376 | Open Cut | Road | 115738 | 3068 | 39351 | 155089 | 40% | 62036 | 217125 | 2.66% | 5775.525
Extension | NA | 2.001 |  | 111.5 |  | 525 |  |  | 376 | Open Cut | Road | 334511 | 3000 | 113734 | 448245 | 40% | 179298 | 627543 | 0% | 0
Extension | NA | 2.004 |  | 107.8 |  | 525 |  |  | 376 | Open Cut | Road | 347625 | 3226 | 118193 | 465818 | 40% | 186327 | 652145 | 0% | 0
Extension | NA | 2.005 |  | 65.3 |  | 450 |  |  | 376 | Open Cut | Road | 188030 | 2879 | 63930 | 251960 | 40% | 100784 | 352744 | 0% | 0
Extension | NA | 2.006 |  | 96.7 |  | 525 |  |  | 376 | Open Cut | Road | 283236 | 2930 | 96300 | 379537 | 40% | 151815 | 531351 | 0% | 0
Upgrade | 2000180612 | 3.005 | 27.3 |  | 300 | 675 |  |  | 374 | Open Cut | Road | 144954 | 5309 | 49284 | 194238 | 40% | 77695 | 271933 | 2.66% | 7233.4178
Upgrade | 2000282982 | 3.005 | 23.5 |  | 525 | 675 | 4 | 2 | 374 | Open Cut | Road | 116980 | 4982 | 39773 | 156753 | 40% | 62701 | 219455 | 0% | 0
Upgrade | 2000316861 | 3.006 | 45.8 |  | 525 | 750 |  |  | 374 | Open Cut | Road | 189607 | 4138 | 64467 | 254074 | 40% | 101630 | 355703 | 2.66% | 9461.6998
Upgrade | 2000702104 | 3.006 | 9.4 |  | 525 | 750 |  |  | 374 | Open Cut | Road | 62284 | 6649 | 21176 | 83460 | 40% | 33384 | 116844 | 2.66% | 3108.0504
Upgrade | 2000291600 | 3.006 | 94.1 |  | 525 | 750 |  |  | 374 | Open Cut | Road | 376957 | 4005 | 128166 | 505123 | 40% | 202049 | 707172 | 2.66% | 18810.7752
Upgrade | 3000092634 | 3.007 | 6.4 |  | 525 | 750 |  |  | 374 | Open Cut | Road | 58251 | 9099 | 19805 | 78056 | 40% | 31223 | 109279 | 2.66% | 2906.8214
Upgrade | 3000103017 | 3.007 | 50.5 |  | 525 | 750 | 5 | 5 | 374 | Open Cut | Road | 239838 | 4753 | 81545 | 321383 | 40% | 128553 | 449936 | 70% | 314955.2
Upgrade | 2000423547 | 3.004 | 33.6 |  | 1200 | 2400 | 5 | 2 | 375 | Open Cut | Road | 511718 | 15223 | 173984 | 685702 | 40% | 274281 | 959982 | 0% | 0
Upgrade | 2000322715 | 3.004 | 62.1 |  | 1650 | 2400 | 5 | 2 | 375 | Open Cut | Road | 923324 | 14857 | 313930 | 1237254 | 40% | 494902 | 1732156 | 0% | 0
Upgrade | 2000042049 | 3.002 | 91.9 |  | 375 | 750 |  |  | 375 | Open Cut | Road | 373948 | 4069 | 127142 | 501091 | 40% | 200436 | 701527 | 2.66% | 18660.6182
Upgrade | 3000127504 | 3.003 | 19.9 |  | 300 | 525 |  |  | 375 | Open Cut | Road | 80697 | 4064 | 27437 | 108134 | 40% | 43254 | 151388 | 2.66% | 4026.9208
Upgrade | 2000655520 | 3.003 | 39.3 |  | 300 | 525 |  |  | 375 | Open Cut | Road | 136550 | 3474 | 46427 | 182976 | 40% | 73191 | 256167 | 2.66% | 6814.0422
Upgrade | 2000716380 | 4.038 | 77.6 |  | 300 | 675 |  |  | 375 | Open Cut | Road | 257120 | 3312 | 87421 | 344540 | 40% | 137816 | 482356 | 2.66% | 12830.6696
Extension | NA | 4.001 |  | 66.9 |  | 300 |  |  | 374 | Open Cut | Road | 144368 | 2159 | 49085 | 193453 | 40% | 77381 | 270835 | 0% | 0
Upgrade | 2000703577 | 3.008 | 22.6 |  | 900 | 1650 | 4 | 2 | 374 | Open Cut | Road | 214053 | 9465 | 72778 | 286830 | 40% | 114732 | 401563 | 0% | 0
Upgrade | 2000775576 | 3.008 | 62 |  | 900 | 1650 |  |  | 374 | Open Cut | Road | 570190 | 9197 | 193865 | 764055 | 40% | 305622 | 1069677 | 2.66% | 28453.4082
Upgrade | 2000974569 | 4.026 | 31.6 |  | 900 | 1500 |  |  | 374 | Open Cut | Road | 279793 | 8858 | 95129 | 374922 | 40% | 149969 | 524891 | 2.66% | 13962.1006
Upgrade | 2000504202 | 4.025 | 6.7 |  | 450 | 675 |  |  | 374 | Open Cut | Road | 58039 | 8652 | 19733 | 77773 | 40% | 31109 | 108882 | 2.66% | 2896.2612
Upgrade | 2000919369 | 4.025 | 29 |  | 450 | 675 |  |  | 374 | Open Cut | Road | 123598 | 4260 | 42023 | 165621 | 40% | 66248 | 231869 | 2.66% | 6167.7154
Upgrade | 2000467850 | 4.025 | 38.6 |  | 450 | 675 |  |  | 374 | Open Cut | Road | 154468 | 4005 | 52519 | 206987 | 40% | 82795 | 289781 | 2.66% | 7708.1746
Upgrade | 2000461844 | 4.025 | 70.7 |  | 450 | 675 |  |  | 374 | Open Cut | Road | 276219 | 3905 | 93914 | 370133 | 40% | 148053 | 518187 | 2.66% | 13783.7742
Upgrade | 2000295204 | 4.025 | 82.3 |  | 375 | 675 |  |  | 374 | Open Cut | Road | 309454 | 3762 | 105214 | 414668 | 40% | 165867 | 580535 | 2.66% | 15442.231
Upgrade | 2000323906 | 4.024 | 55.9 |  | 300 | 600 |  |  | 374 | Open Cut | Road | 197390 | 3533 | 67113 | 264503 | 40% | 105801 | 370304 | 2.66% | 9850.0864
Upgrade | 2000064698 | 4.024 | 61.7 |  | 300 | 600 |  |  | 374 | Open Cut | Road | 222883 | 3611 | 75780 | 298663 | 40% | 119465 | 418128 | 2.66% | 11122.2048
Upgrade | 2000383617 | 4.024 | 73.9 |  | 300 | 600 |  |  | 374 | Open Cut | Road | 271251 | 3673 | 92225 | 363476 | 40% | 145390 | 508866 | 2.66% | 13535.8356
Extension | NA | 4.005 |  | 170.4 |  | 675 |  |  | 374 | Open Cut | Road | 639719 | 3755 | 217505 | 857224 | 40% | 342890 | 1200113 | 0% | 0
Upgrade | 2000659971 | 4.028 | 26.5 |  | 900 | 1500 | 4 | 2 | 374 | Open Cut | Road | 241712 | 9110 | 82182 | 323893 | 40% | 129557 | 453451 | 0% | 0
Upgrade | 3000109186 | 4.028 | 23.9 |  | 900 | 1500 |  |  | 374 | Open Cut | Road | 210911 | 8835 | 71710 | 282620 | 40% | 113048 | 395669 | 2.66% | 10524.7954
Upgrade | 2000391695 | 4.028 | 37.1 |  | 900 | 1500 |  |  | 374 | Open Cut | Road | 319241 | 8608 | 108542 | 427784 | 40% | 171113 | 598897 | 2.66% | 15930.6602
Upgrade | 2000181397 | 4.028 | 68.9 |  | 900 | 1500 |  |  | 374 | Open Cut | Road | 571410 | 8294 | 194279 | 765689 | 40% | 306276 | 1071965 | 2.66% | 28514.269
Upgrade | 2000463700 | 4.028 | 78.2 |  | 900 | 1500 |  |  | 374 | Open Cut | Road | 644998 | 8253 | 219299 | 864298 | 40% | 345719 | 1210017 | 2.66% | 32186.4522
Upgrade | 2000875751 | 4.027 | 91.5 |  | 150 | 450 |  |  | 374 | Open Cut | Road | 245592 | 2683 | 83501 | 329093 | 40% | 131637 | 460731 | 2.66% | 12255.4446
Upgrade | 2000673218 | 4.029 | 52.6 |  | 750 | 1350 |  |  | 374 | Open Cut | Road | 391924 | 7456 | 133254 | 525178 | 40% | 210071 | 735249 | 2.66% | 19557.6234
Upgrade | 2000917975 | 4.029 | 38.8 |  | 750 | 1350 |  |  | 374 | Open Cut | Road | 289397 | 7452 | 98395 | 387791 | 40% | 155117 | 542908 | 2.66% | 14441.3528
Upgrade | 2000011819 | 4.03 | 6.7 |  | 300 | 900 |  |  | 374 | Open Cut | Road | 86665 | 12840 | 29466 | 116130 | 40% | 46452 | 162583 | 2.66% | 4324.7078
Upgrade | 2000104244 | 4.03 | 128.3 |  | 300 | 900 |  |  | 374 | Open Cut | Road | 678745 | 5289 | 230773 | 909518 | 40% | 363807 | 1273325 | 2.66% | 33870.445
Upgrade | 2000356296 | 4.049 | 11.6 |  | 750 | 975 |  |  | 374 | Open Cut | Road | 111272 | 9563 | 37833 | 149105 | 40% | 59642 | 208747 | 2.66% | 5552.6702
Upgrade | 2000504679 | 4.049 | 64.6 |  | 750 | 975 |  |  | 374 | Open Cut | Road | 406982 | 6303 | 138374 | 545356 | 40% | 218143 | 763499 | 2.66% | 20309.0734
Upgrade | 2000228149 | 4.048 | 36.4 |  | 675 | 900 |  |  | 374 | Open Cut | Road | 204137 | 5604 | 69407 | 273544 | 40% | 109418 | 382962 | 2.66% | 10186.7892
Upgrade | 2000531008 | 4.048 | 43.8 |  | 675 | 900 |  |  | 374 | Open Cut | Road | 239307 | 5462 | 81364 | 320672 | 40% | 128269 | 448940 | 2.66% | 11941.804
Upgrade | 2000074089 | 4.048 | 27.8 |  | 675 | 900 |  |  | 374 | Open Cut | Road | 166833 | 6007 | 56723 | 223556 | 40% | 89422 | 312979 | 2.66% | 8325.2414
Upgrade | 2000459925 | 4.048 | 57.4 |  | 450 | 900 |  |  | 374 | Open Cut | Road | 331218 | 5769 | 112614 | 443833 | 40% | 177533 | 621366 | 2.66% | 16528.3356
Upgrade | 3000028931 | 4.048 | 20.4 |  | 300 | 900 |  |  | 374 | Open Cut | Road | 131761 | 6447 | 44799 | 176559 | 40% | 70624 | 247183 | 2.66% | 6575.0678
Extension | NA | 4.004 |  | 36.4 |  | 750 |  |  | 374 | Open Cut | Road | 157409 | 4320 | 53519 | 210928 | 40% | 84371 | 295299 | 0% | 0
Upgrade | 2000043106 | 4.047 | 33.6 |  | 300 | 675 |  |  | 374 | Open Cut | Road | 171913 | 5118 | 58451 | 230364 | 40% | 92146 | 322509 | 2.66% | 8578.7394
Upgrade | 2000474754 | 4.046 | 35.6 |  | 225 | 525 |  |  | 374 | Open Cut | Road | 113865 | 3200 | 38714 | 152580 | 40% | 61032 | 213612 | 2.66% | 5682.0792
Upgrade | 2000717035 | 4.046 | 42.4 |  | 225 | 525 |  |  | 374 | Open Cut | Road | 139279 | 3283 | 47355 | 186634 | 40% | 74653 | 261287 | 2.66% | 6950.2342
Upgrade | 2000282449 | 4.045 | 74.7 |  | 225 | 450 |  |  | 374 | Open Cut | Road | 214168 | 2867 | 72817 | 286985 | 40% | 114794 | 401780 | 2.66% | 10687.348
Upgrade | 2000739753 | 4.053 | 94.9 |  | 450 | 750 |  |  | 374 | Open Cut | Road | 378049 | 3983 | 128537 | 506586 | 40% | 202634 | 709220 | 2.66% | 18865.252
Upgrade | 2000044430 | 4.052 | 75.7 |  | 450 | 750 |  |  | 374 | Open Cut | Road | 313040 | 4135 | 106433 | 419473 | 40% | 167789 | 587262 | 2.66% | 15621.1692
Upgrade | 2000543089 | 4.054 | 22.2 |  | 225 | 375 |  |  | 374 | Open Cut | Road | 66989 | 3012 | 22776 | 89765 | 40% | 35906 | 125671 | 2.66% | 3342.8486
Upgrade | 2000482082 | 4.054 | 63.7 |  | 225 | 375 |  |  | 374 | Open Cut | Road | 138978 | 2183 | 47252 | 186230 | 40% | 74492 | 260722 | 2.66% | 6935.2052
Upgrade | 2000879364 | 4.051 | 77 |  | 450 | 675 |  |  | 374 | Open Cut | Road | 303175 | 3937 | 103080 | 406255 | 40% | 162502 | 568756 | 2.66% | 15128.9096
Upgrade | 2000907172 | 4.05 | 44.6 |  | 225 | 525 |  |  | 374 | Open Cut | Road | 141212 | 3163 | 48012 | 189224 | 40% | 75689 | 264913 | 2.66% | 7046.6858
Upgrade | 2000804527 | 4.05 | 83.5 |  | 225 | 525 |  |  | 374 | Open Cut | Road | 252299 | 3022 | 85782 | 338081 | 40% | 135232 | 473313 | 2.66% | 12590.1258
Upgrade | 2000858710 | 4.05 | 56.3 |  | 225 | 525 |  |  | 374 | Open Cut | Road | 189729 | 3368 | 64508 | 254237 | 40% | 101695 | 355932 | 2.66% | 9467.7912
Upgrade | 2000878521 | 3.009 | 44.7 |  | 300 | 600 |  |  | 374 | Open Cut | Road | 164407 | 3676 | 55898 | 220305 | 40% | 88122 | 308427 | 2.66% | 8204.1582
Upgrade | 2000712286 | 4.055 | 40.4 |  | 300 | 525 |  |  | 374 | Open Cut | Road | 153869 | 3810 | 52316 | 206185 | 40% | 82474 | 288659 | 2.66% | 7678.3294
Upgrade | 2000136402 | 3.001 | 43.8 |  | 450 | 825 |  |  | 374 | Open Cut | Road | 236471 | 5395 | 80400 | 316871 | 40% | 126748 | 443619 | 2.66% | 11800.2654
Upgrade | 3000146073 | 4.023 | 22.1 |  | 225 | 600 |  |  | 374 | Open Cut | Road | 85788 | 3876 | 29168 | 114956 | 40% | 45982 | 160939 | 2.66% | 4280.9774
Upgrade | 2000414229 | 4.023 | 35 |  | 225 | 600 |  |  | 374 | Open Cut | Road | 138000 | 3940 | 46920 | 184919 | 40% | 73968 | 258887 | 2.66% | 6886.3942
Upgrade | 2000313718 | 4.023 | 23.9 |  | 225 | 600 |  |  | 374 | Open Cut | Road | 107094 | 4473 | 36412 | 143506 | 40% | 57402 | 200908 | 2.66% | 5344.1528
Upgrade | 2000832946 | 4.022 | 80.3 |  | 300 | 600 |  |  | 374 | Open Cut | Road | 261549 | 3257 | 88927 | 350475 | 40% | 140190 | 490665 | 2.66% | 13051.689
Upgrade | 2000651925 | 4.021 | 35.1 |  | 300 | 525 |  |  | 374 | Open Cut | Road | 113404 | 3235 | 38557 | 151961 | 40% | 60785 | 212746 | 2.66% | 5659.0436
Upgrade | 2000328535 | 4.021 | 64.4 |  | 225 | 525 |  |  | 374 | Open Cut | Road | 183457 | 2848 | 62375 | 245832 | 40% | 98333 | 344165 | 2.66% | 9154.789
Upgrade | 2000224912 | 4.043 | 43.2 |  | 600 | 975 |  |  | 374 | Open Cut | Road | 299601 | 6934 | 101864 | 401465 | 40% | 160586 | 562052 | 2.66% | 14950.5832
Upgrade | 2000092098 | 4.017 | 40.4 |  | 525 | 750 |  |  | 374 | Open Cut | Road | 182186 | 4513 | 61943 | 244129 | 40% | 97652 | 341781 | 2.66% | 9091.3746
Upgrade | 2000211540 | 4.02 | 19.4 |  | 525 | 600 |  |  | 374 | Open Cut | Road | 82939 | 4280 | 28199 | 111139 | 40% | 44455 | 155594 | 2.66% | 4138.8004
Upgrade | 2000643915 | 4.02 | 81 |  | 375 | 600 |  |  | 374 | Open Cut | Road | 262257 | 3238 | 89167 | 351424 | 40% | 140570 | 491994 | 2.66% | 13087.0404
Upgrade | 2000940304 | 4.019 | 49.7 |  | 375 | 525 |  |  | 374 | Open Cut | Road | 145586 | 2932 | 49499 | 195086 | 40% | 78034 | 273120 | 2.66% | 7264.992
Upgrade | 2000825401 | 4.019 | 35.6 |  | 300 | 525 |  |  | 374 | Open Cut | Road | 113918 | 3196 | 38732 | 152651 | 40% | 61060 | 213711 | 2.66% | 5684.7126
Upgrade | 2000227232 | 4.018 | 52.8 |  | 225 | 450 |  |  | 374 | Open Cut | Road | 159689 | 3023 | 54294 | 213983 | 40% | 85593 | 299577 | 2.66% | 7968.7482
Upgrade | 2000527887 | 4.044 | 58.1 |  | 225 | 450 |  |  | 374 | Open Cut | Road | 182857 | 3150 | 62171 | 245028 | 40% | 98011 | 343039 | 2.66% | 9124.8374
Upgrade | 2000025359 | 4.016 | 33.2 |  | 375 | 750 |  |  | 374 | Open Cut | Road | 153025 | 4607 | 52029 | 205054 | 40% | 82021 | 287075 | 2.66% | 7636.195
Upgrade | 2000161777 | 4.016 | 71.9 |  | 300 | 750 |  |  | 374 | Open Cut | Road | 331208 | 4609 | 112611 | 443818 | 40% | 177527 | 621346 | 2.66% | 16527.8036
Upgrade | 2000538482 | 4.016 | 60.7 |  | 225 | 750 |  |  | 374 | Open Cut | Road | 273195 | 4501 | 92886 | 366081 | 40% | 146432 | 512513 | 2.66% | 13632.8458
Upgrade | 2000376426 | 4.016 | 12.3 |  | 225 | 750 |  |  | 374 | Open Cut | Road | 85734 | 6960 | 29150 | 114884 | 40% | 45954 | 160838 | 2.66% | 4278.2908
Upgrade | 2000694497 | 4.016 | 82.9 |  | 225 | 750 |  |  | 374 | Open Cut | Road | 342226 | 4129 | 116357 | 458584 | 40% | 183433 | 642017 | 2.66% | 17077.6522
Upgrade | 2000489833 | 4.042 | 49.9 |  | 375 | 675 |  |  | 374 | Open Cut | Road | 210908 | 4224 | 71709 | 282616 | 40% | 113047 | 395663 | 2.66% | 10524.6358
Upgrade | 2000106170 | 4.041 | 24.8 |  | 225 | 600 |  |  | 374 | Open Cut | Road | 108022 | 4349 | 36728 | 144750 | 40% | 57900 | 202650 | 2.66% | 5390.49
Upgrade | 2000688857 | 4.041 | 35.3 |  | 150 | 600 |  |  | 374 | Open Cut | Road | 138284 | 3917 | 47016 | 185300 | 40% | 74120 | 259420 | 2.66% | 6900.572
Upgrade | 3000135974 | 4.041 | 31 |  | 160 | 600 |  |  | 374 | Open Cut | Road | 114406 | 3689 | 38898 | 153303 | 40% | 61321 | 214625 | 2.66% | 5709.025
Upgrade | 2000236750 | 4.04 | 27 |  | 300 | 525 |  |  | 374 | Open Cut | Road | 106392 | 3937 | 36173 | 142565 | 40% | 57026 | 199591 | 2.66% | 5309.1206
Upgrade | 2000060906 | 4.04 | 35.3 |  | 300 | 525 |  |  | 374 | Open Cut | Road | 113637 | 3217 | 38637 | 152274 | 40% | 60909 | 213183 | 2.66% | 5670.6678
Upgrade | 2000003926 | 4.039 | 43.2 |  | 225 | 450 |  |  | 374 | Open Cut | Road | 114039 | 2641 | 38773 | 152812 | 40% | 61125 | 213937 | 2.66% | 5690.7242
Upgrade | 2000582737 | 4.039 | 63.7 |  | 225 | 450 |  |  | 374 | Open Cut | Road | 186911 | 2932 | 63550 | 250461 | 40% | 100185 | 350646 | 2.66% | 9327.1836
Upgrade | 2000608321 | 4.039 | 23.3 |  | 225 | 450 |  |  | 374 | Open Cut | Road | 80452 | 3450 | 27354 | 107805 | 40% | 43122 | 150927 | 2.66% | 4014.6582
Upgrade | 2000334041 | 4.015 | 66.2 |  | 525 | 825 | 5 | 3 | 374 | Open Cut | Road | 333422 | 5038 | 113364 | 446786 | 40% | 178714 | 625500 | 21% | 131355
Upgrade | 2000809140 | 4.015 | 39.6 |  | 375 | 825 |  |  | 374 | Open Cut | Road | 187244 | 4723 | 63663 | 250908 | 40% | 100363 | 351271 | 2.66% | 9343.8086
Upgrade | 2000274925 | 4.015 | 76.8 |  | 375 | 825 |  |  | 374 | Open Cut | Road | 345619 | 4501 | 117510 | 463129 | 40% | 185252 | 648381 | 2.66% | 17246.9346
Upgrade | 2000085912 | 4.014 | 59.7 |  | 225 | 600 |  |  | 374 | Open Cut | Road | 220784 | 3699 | 75067 | 295851 | 40% | 118340 | 414191 | 2.66% | 11017.4806
Upgrade | 2000386763 | 4.014 | 63.5 |  | 225 | 600 |  |  | 374 | Open Cut | Road | 224773 | 3537 | 76423 | 301196 | 40% | 120478 | 421674 | 2.66% | 11216.5284
Upgrade | 2000407261 | 4.014 | 82 |  | 225 | 600 |  |  | 374 | Open Cut | Road | 282699 | 3449 | 96118 | 378817 | 40% | 151527 | 530344 | 2.66% | 14107.1504
Upgrade | 2000697423 | 4.013 | 25.7 |  | 675 | 1050 | 5 | 3 | 374 | Open Cut | Road | 225604 | 8773 | 76705 | 302309 | 40% | 120924 | 423233 | 21% | 88878.93
Upgrade | 2000237110 | 4.013 | 52.4 |  | 600 | 1050 | 5 | 3 | 374 | Open Cut | Road | 369491 | 7056 | 125627 | 495118 | 40% | 198047 | 693165 | 21% | 145564.65
Upgrade | 2000623816 | 4.012 | 71.5 |  | 600 | 1050 |  |  | 374 | Open Cut | Road | 476335 | 6658 | 161954 | 638289 | 40% | 255316 | 893604 | 2.66% | 23769.8664
Upgrade | 2000135331 | 4.011 | 59.4 |  | 600 | 1050 |  |  | 374 | Open Cut | Road | 406370 | 6843 | 138166 | 544536 | 40% | 217814 | 762350 | 2.66% | 20278.51
Upgrade | 2000648748 | 4.011 | 80.4 |  | 525 | 1050 |  |  | 374 | Open Cut | Road | 516865 | 6432 | 175734 | 692600 | 40% | 277040 | 969639 | 2.66% | 25792.3974
Upgrade | 2000595494 | 4.01 | 79.4 |  | 525 | 900 |  |  | 374 | Open Cut | Road | 436412 | 5496 | 148380 | 584792 | 40% | 233917 | 818709 | 2.66% | 21777.6594
Upgrade | 2000660354 | 4.009 | 51.4 |  | 225 | 450 |  |  | 374 | Open Cut | Road | 158652 | 3089 | 53942 | 212594 | 40% | 85037 | 297631 | 2.66% | 7916.9846
Upgrade | 2000933610 | 4.009 | 42.5 |  | 225 | 450 |  |  | 374 | Open Cut | Road | 113572 | 2671 | 38615 | 152187 | 40% | 60875 | 213062 | 2.66% | 5667.4492
Upgrade | 2000243014 | 4.009 | 67 |  | 225 | 450 |  |  | 374 | Open Cut | Road | 189249 | 2824 | 64345 | 253593 | 40% | 101437 | 355031 | 2.66% | 9443.8246
Upgrade | 2000453841 | 4.008 | 64.6 |  | 375 | 825 |  |  | 374 | Open Cut | Road | 330962 | 5126 | 112527 | 443489 | 40% | 177396 | 620885 | 2.66% | 16515.541
Upgrade | 2000012207 | 4.007 | 43.8 |  | 375 | 750 |  |  | 374 | Open Cut | Road | 186846 | 4266 | 63528 | 250374 | 40% | 100150 | 350524 | 2.66% | 9323.9384
Upgrade | 2000878035 | 4.007 | 29.4 |  | 375 | 750 |  |  | 374 | Open Cut | Road | 147807 | 5031 | 50254 | 198061 | 40% | 79225 | 277286 | 2.66% | 7375.8076
Upgrade | 2000826253 | 4.007 | 45.7 |  | 375 | 750 |  |  | 374 | Open Cut | Road | 189431 | 4145 | 64406 | 253837 | 40% | 101535 | 355372 | 2.66% | 9452.8952
Upgrade | 2000198616 | 4.007 | 24.9 |  | 225 | 750 |  |  | 374 | Open Cut | Road | 122334 | 4905 | 41594 | 163928 | 40% | 65571 | 229499 | 2.66% | 6104.6734
Upgrade | 2000380086 | 4.007 | 47.7 |  | 225 | 750 |  |  | 374 | Open Cut | Road | 211546 | 4438 | 71925 | 283471 | 40% | 113388 | 396859 | 2.66% | 10556.4494
Upgrade | 2000422225 | 4.006 | 83.3 |  | 225 | 600 |  |  | 374 | Open Cut | Road | 284087 | 3410 | 96590 | 380677 | 40% | 152271 | 532947 | 2.66% | 14176.3902
Upgrade | 2000648643 | 4.006 | 14.5 |  | 225 | 600 |  |  | 374 | Open Cut | Road | 77844 | 5386 | 26467 | 104311 | 40% | 41724 | 146035 | 2.66% | 3884.531
Extension | NA | 4.003 |  | 98.5 |  | 450 |  |  | 374 | Open Cut | Road | 250575 | 2543 | 85196 | 335771 | 40% | 134308 | 470079 | 0% | 0
Upgrade | 2000274409 | 4.033 | 30.4 |  | 450 | 600 |  |  | 374 | Open Cut | Road | 130200 | 4277 | 44268 | 174468 | 40% | 69787 | 244255 | 2.66% | 6497.183
Upgrade | 2000043411 | 4.032 | 8.3 |  | 450 | 600 |  |  | 374 | Open Cut | Road | 52036 | 6274 | 17692 | 69729 | 40% | 27892 | 97620 | 2.66% | 2596.692
Upgrade | 2000207751 | 4.032 | 55.9 |  | 450 | 600 |  |  | 374 | Open Cut | Road | 197453 | 3531 | 67134 | 264587 | 40% | 105835 | 370422 | 2.66% | 9853.2252
Upgrade | 2000828346 | 4.032 | 11.7 |  | 225 | 600 |  |  | 374 | Open Cut | Road | 75032 | 6395 | 25511 | 100542 | 40% | 40217 | 140759 | 2.66% | 3744.1894
Upgrade | 2000469495 | 4.031 | 39.8 |  | 225 | 600 |  |  | 374 | Open Cut | Road | 142910 | 3593 | 48589 | 191499 | 40% | 76600 | 268099 | 2.66% | 7131.4334
Extension | NA | 4.002 |  | 85.4 |  | 450 |  |  | 374 | Open Cut | Road | 221807 | 2596 | 75414 | 297221 | 40% | 118888 | 416110 | 0% | 0
Upgrade | 2000649953 | 4.037 | 64 |  | 450 | 675 | 5 | 2 | 374 | Open Cut | Road | 291608 | 4554 | 99147 | 390755 | 40% | 156302 | 547056 | 0% | 0
Upgrade | 2000600821 | 4.036 | 76.8 |  | 450 | 675 |  |  | 374 | Open Cut | Road | 302914 | 3945 | 102991 | 405905 | 40% | 162362 | 568266 | 2.66% | 15115.8756
Upgrade | 2000900429 | 4.035 | 75 |  | 450 | 675 |  |  | 374 | Open Cut | Road | 300746 | 4011 | 102254 | 403000 | 40% | 161200 | 564200 | 2.66% | 15007.72
Upgrade | 2000497424 | 4.035 | 93.3 |  | 375 | 675 |  |  | 374 | Open Cut | Road | 342121 | 3666 | 116321 | 458443 | 40% | 183377 | 641820 | 2.66% | 17072.412
Upgrade | 2000110869 | 4.034 | 39.3 |  | 300 | 600 |  |  | 374 | Open Cut | Road | 142408 | 3624 | 48419 | 190826 | 40% | 76331 | 267157 | 2.66% | 7106.3762
Extension | NA | 5.002 |  | 43.5 |  | 375 |  |  | 385 | Open Cut | Road | 108187 | 2489 | 36784 | 144971 | 40% | 57988 | 202959 | 0% | 0
Upgrade | 2000009858 | 5.005 | 34.9 |  | 1500 | 1800 | 5 | 2 | 378 | Open Cut | Road | 380612 | 10907 | 129408 | 510021 | 40% | 204008 | 714029 | 0% | 0
Upgrade | 2000475294 | 5.005 | 11.5 |  | 1500 | 1800 | 5 | 2 | 378 | Open Cut | Road | 133873 | 11692 | 45517 | 179390 | 40% | 71756 | 251146 | 0% | 0
Upgrade | 2000850039 | 5.005 | 80.9 |  | 1500 | 1800 | 5 | 3 | 378 | Open Cut | Road | 842639 | 10416 | 286497 | 1129136 | 40% | 451654 | 1580790 | 21% | 331965.9
Upgrade | 2000333419 | 5.005 | 85 |  | 1500 | 1800 | 5 | 2 | 378 | Open Cut | Road | 880608 | 10363 | 299407 | 1180014 | 40% | 472006 | 1652020 | 0% | 0
Upgrade | 2000261318 | 5.018 | 128.1 |  | 1500 | 1800 | 5 | 3 | 378 | Open Cut | Road | 1309077 | 10221 | 445086 | 1754163 | 40% | 701665 | 2455828 | 21% | 515723.88
Upgrade | 2000682349 | 5.018 | 79.1 |  | 1600 | 1800 | 5 | 1 | 378 | Open Cut | Road | 813159 | 10282 | 276474 | 1089634 | 40% | 435853 | 1525487 | 0% | 0
Upgrade | 2000174187 | 5.004 | 16 |  | 900 | 1800 | 4 | 1 | 378 | Open Cut | Road | 173740 | 10838 | 59072 | 232812 | 40% | 93125 | 325937 | 0% | 0
Upgrade | 2000083467 | 5.004 | 88.6 |  | 900 | 1800 | 4 | 2 | 378 | Open Cut | Road | 917001 | 10347 | 311781 | 1228782 | 40% | 491513 | 1720295 | 0% | 0
Upgrade | 2000937601 | 5.004 | 32.3 |  | 900 | 1800 | 4 | 1 | 378 | Open Cut | Road | 348050 | 10788 | 118337 | 466387 | 40% | 186555 | 652941 | 0% | 0
Upgrade | 2000485570 | 5.004 | 83.1 |  | 1500 | 1800 | 5 | 3 | 378 | Open Cut | Road | 850763 | 10242 | 289259 | 1140022 | 40% | 456009 | 1596031 | 21% | 335166.51
Upgrade | 2000542364 | 5.003 | 39.5 |  | 1500 | 1800 | 5 | 2 | 378 | Open Cut | Road | 420684 | 10642 | 143033 | 563716 | 40% | 225487 | 789203 | 0% | 0
Upgrade | 2000591589 | 5.003 | 69.2 |  | 1500 | 1800 | 5 | 2 | 378 | Open Cut | Road | 708171 | 10228 | 240778 | 948950 | 40% | 379580 | 1328530 | 0% | 0
Upgrade | 2000779415 | 5.003 | 122.3 |  | 1350 | 1800 | 5 | 1 | 378 | Open Cut | Road | 1264790 | 10340 | 430029 | 1694818 | 40% | 677927 | 2372746 | 0% | 0
Upgrade | 2000084927 | 5.009 | 78 |  | 750 | 1125 |  |  | 378 | Open Cut | Road | 546903 | 7014 | 185947 | 732850 | 40% | 293140 | 1025990 | 2.66% | 27291.334
Upgrade | 2000103774 | 5.009 | 108 |  | 750 | 1125 | 5 | 2 | 378 | Open Cut | Road | 763986 | 7071 | 259755 | 1023742 | 40% | 409497 | 1433238 | 0% | 0
Upgrade | 2000596437 | 5.007 | 35.6 |  | 600 | 1125 |  |  | 378 | Open Cut | Road | 257578 | 7228 | 87577 | 345155 | 40% | 138062 | 483217 | 2.66% | 12853.5722
Upgrade | 2000014982 | 5.007 | 36 |  | 300 | 1125 |  |  | 378 | Open Cut | Road | 258340 | 7179 | 87836 | 346175 | 40% | 138470 | 484645 | 2.66% | 12891.557
Upgrade | 2000648493 | 5.007 | 12.1 |  | 300 | 1125 |  |  | 378 | Open Cut | Road | 115290 | 9518 | 39198 | 154488 | 40% | 61795 | 216283 | 2.66% | 5753.1278
Upgrade | 2000174969 | 5.006 | 9.8 |  | 300 | 1050 |  |  | 378 | Open Cut | Road | 148112 | 15058 | 50358 | 198471 | 40% | 79388 | 277859 | 2.66% | 7391.0494
Upgrade | 2000678021 | 5.006 | 15 |  | 300 | 1050 |  |  | 378 | Open Cut | Road | 142222 | 9488 | 48356 | 190578 | 40% | 76231 | 266809 | 2.66% | 7097.1194
Upgrade | 2000097501 | 5.006 | 33.3 |  | 300 | 1050 |  |  | 378 | Open Cut | Road | 224666 | 6743 | 76387 | 301053 | 40% | 120421 | 421474 | 2.66% | 11211.2084
Upgrade | 2000756015 | 5.006 | 34.2 |  | 225 | 1050 |  |  | 378 | Open Cut | Road | 249202 | 7280 | 84729 | 333931 | 40% | 133572 | 467503 | 2.66% | 12435.5798
Upgrade | 2000400336 | 5.006 | 44.9 |  | 225 | 1050 |  |  | 378 | Open Cut | Road | 293533 | 6533 | 99801 | 393334 | 40% | 157334 | 550667 | 2.66% | 14647.7422
Upgrade | 2000218988 | 5.006 | 44.4 |  | 225 | 1050 |  |  | 378 | Open Cut | Road | 292395 | 6590 | 99414 | 391809 | 40% | 156724 | 548533 | 2.66% | 14590.9778
Upgrade | 2000115925 | 5.016 | 1.8 |  | 675 | 825 | 5 |  | 378 | Open Cut | Road | 51848 | 28552 | 17628 | 69476 | 40% | 27790 | 97266 | 11.66% | 11339.0757
Upgrade | 2000897643 | 5.016 | 3.3 |  | 675 | 825 | 5 |  | 378 | Open Cut | Road | 54075 | 16501 | 18385 | 72460 | 40% | 28984 | 101444 | 11.66% | 11826.1386
Upgrade | 2000795610 | 5.016 | 30.1 |  | 675 | 825 | 4 | 1 | 378 | Open Cut | Road | 153315 | 5088 | 52127 | 205442 | 40% | 82177 | 287619 | 0% | 0
Upgrade | 2000088083 | 5.014 | 22.2 |  | 300 | 525 | 4 |  | 378 | Open Cut | Road | 99099 | 4470 | 33694 | 132792 | 40% | 53117 | 185909 | 11.66% | 21672.8994
Upgrade | 2000257107 | 5.014 | 19.7 |  | 300 | 525 |  |  | 378 | Open Cut | Road | 80566 | 4088 | 27393 | 107959 | 40% | 43184 | 151143 | 2.66% | 4020.4038
Upgrade | 2000520545 | 5.015 | 33.8 |  | 675 | 750 |  |  | 378 | Open Cut | Road | 153799 | 4552 | 52291 | 206090 | 40% | 82436 | 288526 | 2.66% | 7674.7916
Upgrade | 3000102718 | 5.015 | 44.3 |  | 450 | 750 |  |  | 378 | Open Cut | Road | 187523 | 4234 | 63758 | 251281 | 40% | 100512 | 351794 | 2.66% | 9357.7204
Upgrade | 2000234629 | 5.015 | 27.2 |  | 450 | 750 |  |  | 378 | Open Cut | Road | 125376 | 4613 | 42628 | 168004 | 40% | 67202 | 235206 | 2.66% | 6256.4796
Upgrade | 2000627710 | 5.017 | 51.8 |  | 600 | 450 |  |  | 378 | Open Cut | Road | 158927 | 3071 | 54035 | 212962 | 40% | 85185 | 298147 | 2.66% | 7930.7102
Upgrade | 2000584400 | 5.017 | 90.4 |  | 450 | 450 |  |  | 378 | Open Cut | Road | 244809 | 2707 | 83235 | 328045 | 40% | 131218 | 459262 | 2.66% | 12216.3692
Upgrade | 2000489705 | 5.008 | 22.9 |  | 375 | 600 |  |  | 378 | Open Cut | Road | 86591 | 3780 | 29441 | 116032 | 40% | 46413 | 162445 | 2.66% | 4321.037
Upgrade | 2000811526 | 5.008 | 11.7 |  | 375 | 600 |  |  | 378 | Open Cut | Road | 75002 | 6408 | 25501 | 100503 | 40% | 40201 | 140704 | 2.66% | 3742.7264
Upgrade | 2000445095 | 5.008 | 29.2 |  | 375 | 600 |  |  | 378 | Open Cut | Road | 128944 | 4411 | 43841 | 172785 | 40% | 69114 | 241899 | 2.66% | 6434.5134
Upgrade | 2000680358 | 5.008 | 26.2 |  | 375 | 600 |  |  | 378 | Open Cut | Road | 109413 | 4179 | 37200 | 146613 | 40% | 58645 | 205258 | 2.66% | 5459.8628
Upgrade | 2000704675 | 5.008 | 29.8 |  | 375 | 600 |  |  | 378 | Open Cut | Road | 113176 | 3795 | 38480 | 151656 | 40% | 60662 | 212318 | 2.66% | 5647.6588
Upgrade | 2000300414 | 5.008 | 24.9 |  | 300 | 600 |  |  | 378 | Open Cut | Road | 108117 | 4337 | 36760 | 144877 | 40% | 57951 | 202828 | 2.66% | 5395.2248
Extension | NA | 5.001 |  | 259.9 |  | 900 |  |  | 385 | Open Cut | Road | 1358003 | 5226 | 461721 | 1819724 | 40% | 727890 | 2547614 | 0% | 0
Upgrade | 2000069890 | 5.012 | 17.4 |  | 450 | 900 |  |  | 378 | Open Cut | Road | 126564 | 7290 | 43032 | 169595 | 40% | 67838 | 237434 | 2.66% | 6315.7444
Upgrade | 2000370291 | 5.011 | 13.9 |  | 675 | 675 |  |  | 378 | Open Cut | Road | 86138 | 6176 | 29287 | 115425 | 40% | 46170 | 161595 | 2.66% | 4298.427
Upgrade | 2000143567 | 5.011 | 10.7 |  | 525 | 675 |  |  | 378 | Open Cut | Road | 82207 | 7710 | 27951 | 110158 | 40% | 44063 | 154221 | 2.66% | 4102.2786
Upgrade | 2000428332 | 5.011 | 51.2 |  | 525 | 675 |  |  | 378 | Open Cut | Road | 213964 | 4180 | 72748 | 286711 | 40% | 114685 | 401396 | 2.66% | 10677.1336
Upgrade | 2000391485 | 5.011 | 41.3 |  | 525 | 675 |  |  | 378 | Open Cut | Road | 157781 | 3817 | 53646 | 211427 | 40% | 84571 | 295997 | 2.66% | 7873.5202
Upgrade | 2000879383 | 5.01 | 30 |  | 525 | 825 |  |  | 378 | Open Cut | Road | 153039 | 5109 | 52033 | 205072 | 40% | 82029 | 287101 | 2.66% | 7636.8866
Upgrade | 2000315320 | 5.01 | 18.3 |  | 225 | 825 |  |  | 378 | Open Cut | Road | 115852 | 6329 | 39390 | 155241 | 40% | 62097 | 217338 | 2.66% | 5781.1908
Upgrade | 2000596890 | 5.01 | 8.2 |  | 225 | 825 |  |  | 378 | Open Cut | Road | 61618 | 7490 | 20950 | 82569 | 40% | 33027 | 115596 | 2.66% | 3074.8536
Upgrade | 2000003495 | 7.004 | 60.5 |  | 300 | 450 |  |  | 363 | Open Cut | Road | 200979 | 3322 | 68333 | 269311 | 40% | 107725 | 377036 | 2.66% | 10029.1576
Upgrade | 2000859940 | 7.004 | 10.5 |  | 225 | 450 |  |  | 363 | Open Cut | Road | 51878 | 4939 | 17638 | 69516 | 40% | 27806 | 97323 | 2.66% | 2588.7918
Upgrade | 2000129875 | 7.004 | 24 |  | 225 | 450 |  |  | 363 | Open Cut | Road | 80932 | 3373 | 27517 | 108449 | 40% | 43380 | 151828 | 2.66% | 4038.6248
Upgrade | 2000801393 | 7.003 | 47 |  | 225 | 375 |  |  | 368 | Open Cut | Road | 96874 | 2062 | 32937 | 129811 | 40% | 51924 | 181735 | 2.66% | 4834.151
Upgrade | 2000931313 | 7.003 | 31 |  | 225 | 375 |  |  | 368 | Open Cut | Road | 71810 | 2320 | 24415 | 96225 | 40% | 38490 | 134716 | 2.66% | 3583.4456
Upgrade | 2000794106 | 7.005 | 62.5 |  | 225 | 450 |  |  | 375 | Open Cut | Road | 202408 | 3238 | 68819 | 271227 | 40% | 108491 | 379718 | 2.66% | 10100.4988
Upgrade | 2000065222 | 7.002 | 88.4 |  | 1200 | 1500 | 5 | 3 | 375 | Open Cut | Road | 744312 | 8419 | 253066 | 997378 | 40% | 398951 | 1396329 | 21% | 293229.09
Upgrade | 2000847657 | 8.015 | 68.5 |  | 525 | 1200 | 4 | 5 | 368 | Open Cut | Road | 49042 | -49042 | 16674 | 65717 | 40% | 26287 | 92003 | 70% | 64402.1
Upgrade | 2000916712 | 8.014 | 38.5 |  | 525 | 1200 |  |  | 368 | Open Cut | Road | 292550 | 7602 | 99467 | 392017 | 40% | 156807 | 548823 | 2.66% | 14598.6918
Upgrade | 2000596072 | 8.014 | 19.5 |  | 525 | 1200 |  |  | 368 | Open Cut | Road | 10042 | -10042 | 3414 | 13457 | 40% | 5383 | 18839 | 2.66% | 501.1174
Upgrade | 2000461036 | 8.014 | 48.1 |  | 525 | 1200 |  |  | 368 | Open Cut | Road | 360695 | 7494 | 122636 | 483332 | 40% | 193333 | 676664 | 2.66% | 17999.2624
Upgrade | 2000139296 | 8.014 | 37 |  | 525 | 1200 |  |  | 368 | Open Cut | Road | 289145 | 7806 | 98309 | 387454 | 40% | 154981 | 542435 | 2.66% | 14428.771
Upgrade | 2000589306 | 8.013 | 20.1 |  | 450 | 1125 |  |  | 368 | Open Cut | Road | 178220 | 8855 | 60595 | 238815 | 40% | 95526 | 334341 | 2.66% | 8893.4706
Upgrade | 2000106312 | 8.013 | 4.9 |  | 450 | 1125 |  |  | 368 | Open Cut | Road | 76721 | 15774 | 26085 | 102806 | 40% | 41122 | 143928 | 2.66% | 3828.4848
Upgrade | 2000613177 | 8.013 | 4.5 |  | 450 | 1125 |  |  | 368 | Open Cut | Road | 75927 | 16867 | 25815 | 101742 | 40% | 40697 | 142439 | 2.66% | 3788.8774
Upgrade | 2000731996 | 8.013 | 18.4 |  | 450 | 1125 |  |  | 368 | Open Cut | Road | 190689 | 10380 | 64834 | 255524 | 40% | 102209 | 357733 | 2.66% | 9515.6978
Upgrade | 2000687142 | 8.013 | 11.9 |  | 450 | 1125 |  |  | 368 | Open Cut | Road | 153812 | 12931 | 52296 | 206108 | 40% | 82443 | 288551 | 2.66% | 7675.4566
Upgrade | 2000869006 | 8.022 | 59.3 |  | 375 | 825 | 4 | 3 | 368 | Open Cut | Road | 280124 | 4723 | 95242 | 375366 | 40% | 150146 | 525512 | 21% | 110357.52
Upgrade | 2000478148 | 8.01 | 52.8 |  | 375 | 750 | 4 | 1 | 368 | Open Cut | Road | 243073 | 4600 | 82645 | 325718 | 40% | 130287 | 456005 | 0% | 0
Upgrade | 3000022410 | 8.01 | 2.8 |  | 450 | 750 |  |  | 368 | Open Cut | Road | 53290 | 19355 | 18119 | 71409 | 40% | 28564 | 99973 | 2.66% | 2659.2818
Upgrade | 3000022411 | 8.01 | 14.7 |  | 450 | 750 |  |  | 368 | Open Cut | Road | 88953 | 6057 | 30244 | 119197 | 40% | 47679 | 166876 | 2.66% | 4438.9016
Upgrade | 3000022409 | 8.01 | 14.2 |  | 450 | 750 |  |  | 368 | Open Cut | Road | 88311 | 6213 | 30026 | 118337 | 40% | 47335 | 165672 | 2.66% | 4406.8752
Upgrade | 2000469467 | 8.01 | 20.9 |  | 300 | 750 |  |  | 368 | Open Cut | Road | 116783 | 5599 | 39706 | 156489 | 40% | 62596 | 219085 | 2.66% | 5827.661
Upgrade | 2000232348 | 8.009 | 15 |  | 300 | 600 |  |  | 368 | Open Cut | Road | 78379 | 5236 | 26649 | 105028 | 40% | 42011 | 147039 | 2.66% | 3911.2374
Upgrade | 2000060161 | 8.009 | 26.5 |  | 300 | 600 |  |  | 368 | Open Cut | Road | 109758 | 4139 | 37318 | 147075 | 40% | 58830 | 205905 | 2.66% | 5477.073
Upgrade | 2000565380 | 8.009 | 6.3 |  | 300 | 600 |  |  | 368 | Open Cut | Road | 66363 | 10521 | 22563 | 88926 | 40% | 35570 | 124496 | 2.66% | 3311.5936
Upgrade | 2000046650 | 8.009 | 36 |  | 450 | 600 | 4 | 2 | 368 | Open Cut | Road | 155422 | 4313 | 52843 | 208265 | 40% | 83306 | 291571 | 0% | 0
Upgrade | 2000809929 | 8.008 | 9.1 |  | 300 | 600 |  |  | 368 | Open Cut | Road | 52827 | 5832 | 17961 | 70789 | 40% | 28315 | 99104 | 2.66% | 2636.1664
Upgrade | 2000367801 | 8.008 | 31.4 |  | 300 | 600 |  |  | 368 | Open Cut | Road | 114799 | 3657 | 39032 | 153830 | 40% | 61532 | 215362 | 2.66% | 5728.6292
Upgrade | 2000589600 | 8.008 | 19 |  | 300 | 600 | 4 | 4 | 368 | Open Cut | Road | 82575 | 4340 | 28075 | 110650 | 40% | 44260 | 154911 | 70% | 108437.7
Upgrade | 2000147440 | 8.007 | 28.7 |  | 225 | 450 |  |  | 368 | Open Cut | Road | 84306 | 2934 | 28664 | 112971 | 40% | 45188 | 158159 | 2.66% | 4207.0294
Upgrade | 2000514504 | 8.007 | 36.5 |  | 225 | 450 |  |  | 368 | Open Cut | Road | 109287 | 2994 | 37158 | 146445 | 40% | 58578 | 205023 | 2.66% | 5453.6118
Extension | NA | 8.001 |  | 152.3 |  | 450 |  |  | 368 | Open Cut | Road | 405363 | 2661 | 137823 | 543186 | 40% | 217274 | 760460 | 0% | 0
Upgrade | 2000103100 | 8.012 | 64.7 |  | 300 | 825 |  |  | 368 | Open Cut | Road | 307698 | 4759 | 104617 | 412315 | 40% | 164926 | 577241 | 2.66% | 15354.6106
Upgrade | 2000113347 | 8.011 | 14.3 |  | 300 | 675 |  |  | 368 | Open Cut | Road | 86580 | 6048 | 29437 | 116017 | 40% | 46407 | 162424 | 2.66% | 4320.4784
Upgrade | 3000032366 | 8.011 | 15.7 |  | 300 | 675 |  |  | 368 | Open Cut | Road | 111593 | 7124 | 37942 | 149535 | 40% | 59814 | 209349 | 2.66% | 5568.6834
Upgrade | 3000032367 | 8.011 | 40.3 |  | 225 | 675 |  |  | 368 | Open Cut | Road | 179965 | 4464 | 61188 | 241154 | 40% | 96461 | 337615 | 2.66% | 8980.559
Upgrade | 2000347154 | 8.02 | 47.9 |  | 600 | 975 | 4 | 2 | 368 | Open Cut | Road | 292052 | 6093 | 99298 | 391349 | 40% | 156540 | 547889 | 0% | 0
Upgrade | 2000428279 | 8.02 | 34.3 |  | 600 | 975 | 4 | 3 | 368 | Open Cut | Road | 221456 | 6449 | 75295 | 296751 | 40% | 118700 | 415451 | 21% | 87244.71
Upgrade | 2000496978 | 8.019 | 42.8 |  | 300 | 825 | 4 |  | 368 | Open Cut | Road | 192008 | 4490 | 65283 | 257290 | 40% | 102916 | 360206 | 11.66% | 41992.0951
Upgrade | 2000540447 | 8.019 | 27.8 |  | 450 | 825 |  |  | 368 | Open Cut | Road | 149813 | 5382 | 50936 | 200749 | 40% | 80300 | 281048 | 2.66% | 7475.8768
Upgrade | 2000743750 | 8.018 | 24.1 |  | 450 | 825 |  |  | 368 | Open Cut | Road | 148011 | 6154 | 50324 | 198335 | 40% | 79334 | 277669 | 2.66% | 7385.9954
Upgrade | 2000072973 | 8.017 | 25.1 |  | 300 | 450 |  |  | 368 | Open Cut | Road | 81731 | 3254 | 27788 | 109519 | 40% | 43808 | 153327 | 2.66% | 4078.4982
Upgrade | 2000249802 | 8.017 | 46.9 |  | 300 | 450 | 4 | 2 | 368 | Open Cut | Road | 136123 | 2903 | 46282 | 182405 | 40% | 72962 | 255367 | 0% | 0
Upgrade | 3000019648 | 8.017 | 6.5 |  | 300 | 450 |  |  | 368 | Open Cut | Road | 49055 | 7498 | 16679 | 65734 | 40% | 26294 | 92028 | 2.66% | 2447.9448
Upgrade | 2000105254 | 8.016 | 67.4 |  | 300 | 675 | 4 | 2 | 368 | Open Cut | Road | 272282 | 4038 | 92576 | 364858 | 40% | 145943 | 510801 | 0% | 0
Upgrade | 2000822636 | 8.016 | 26.8 |  | 300 | 675 |  |  | 368 | Open Cut | Road | 120996 | 4509 | 41139 | 162134 | 40% | 64854 | 226988 | 2.66% | 6037.8808
Upgrade | 2000857450 | 8.016 | 40.7 |  | 225 | 675 |  |  | 368 | Open Cut | Road | 157049 | 3857 | 53397 | 210446 | 40% | 84178 | 294625 | 2.66% | 7837.025
Extension | NA | 8.003 |  | 77.1 |  | 525 |  |  | 368 | Open Cut | Road | 243646 | 3161 | 82840 | 326485 | 40% | 130594 | 457079 | 0% | 0
Upgrade | 2000870621 | 8.025 | 8.4 |  | 300 | 450 |  |  | 368 | Open Cut | Road | 66755 | 7952 | 22697 | 89452 | 40% | 35781 | 125233 | 2.66% | 3331.1978
Upgrade | 2000682376 | 8.025 | 25.7 |  | 300 | 450 |  |  | 368 | Open Cut | Road | 82125 | 3199 | 27923 | 110048 | 40% | 44019 | 154067 | 2.66% | 4098.1822
Upgrade | 2000892807 | 8.024 | 67.8 |  | 225 | 525 |  |  | 368 | Open Cut | Road | 219195 | 3232 | 74526 | 293721 | 40% | 117488 | 411209 | 2.66% | 10938.1594
Extension | NA | 8.002 |  | 31.2 |  | 300 |  |  | 368 | Open Cut | Road | 67483 | 2162 | 22944 | 90427 | 40% | 36171 | 126597 | 0% | 0
Upgrade | 2000095148 | 7.001 | 23.4 |  | 225 | 675 |  |  | 375 | Open Cut | Road | 140242 | 6003 | 47682 | 187924 | 40% | 75170 | 263094 | 2.66% | 6998.3004
Upgrade | 2000805661 | 7.001 | 39.7 |  | 225 | 675 |  |  | 375 | Open Cut | Road | 155842 | 3924 | 52986 | 208829 | 40% | 83531 | 292360 | 2.66% | 7776.776
Upgrade | 2000740720 | 7.001 | 82.9 |  | 225 | 675 |  |  | 375 | Open Cut | Road | 310247 | 3741 | 105484 | 415730 | 40% | 166292 | 582023 | 2.66% | 15481.8118
Upgrade | 2000460577 | 9.009 | 15.4 |  | 900 | 1275 | 4 | 3 | 375 | Open Cut | Road | 110404 | 7182 | 37537 | 147942 | 40% | 59177 | 207119 | 21% | 43494.99
Upgrade | 2000280103 | 9.009 | 29.1 |  | 750 | 1275 | 4 | 3 | 375 | Open Cut | Road | 213122 | 7332 | 72462 | 285584 | 40% | 114234 | 399818 | 21% | 83961.78
Upgrade | 2000660300 | 9.009 | 69.8 |  | 750 | 1275 |  |  | 375 | Open Cut | Road | 472805 | 6775 | 160754 | 633559 | 40% | 253424 | 886983 | 2.66% | 23593.7478
Upgrade | 2000786343 | 9.008 | 88.7 |  | 450 | 900 |  |  | 368 | Open Cut | Road | 474835 | 5352 | 161444 | 636279 | 40% | 254511 | 890790 | 2.66% | 23695.014
Upgrade | 2000571213 | 9.008 | 50.5 |  | 450 | 900 |  |  | 368 | Open Cut | Road | 296885 | 5876 | 100941 | 397826 | 40% | 159130 | 556957 | 2.66% | 14815.0562
Upgrade | 2000801151 | 9.007 | 29.3 |  | 450 | 900 |  |  | 368 | Open Cut | Road | 169393 | 5784 | 57594 | 226986 | 40% | 90795 | 317781 | 2.66% | 8452.9746
Upgrade | 2000370934 | 9.007 | 12.2 |  | 450 | 900 |  |  | 368 | Open Cut | Road | 95156 | 7800 | 32353 | 127509 | 40% | 51004 | 178513 | 2.66% | 4748.4458
Upgrade | 2000251568 | 9.007 | 46.2 |  | 450 | 900 |  |  | 368 | Open Cut | Road | 243381 | 5265 | 82750 | 326131 | 40% | 130452 | 456583 | 2.66% | 12145.1078
Upgrade | 2000604516 | 9.007 | 5.5 |  | 225 | 900 |  |  | 368 | Open Cut | Road | 61138 | 11134 | 20787 | 81925 | 40% | 32770 | 114696 | 2.66% | 3050.9136
Upgrade | 2000155248 | 9.007 | 10.2 |  | 225 | 900 |  |  | 368 | Open Cut | Road | 115218 | 11271 | 39174 | 154391 | 40% | 61757 | 216148 | 2.66% | 5749.5368
Extension | NA | 9.001 |  | 215.4 |  | 825 |  |  | 368 | Open Cut | Road | 939998 | 4363 | 319599 | 1259597 | 40% | 503839 | 1763436 | 0% | 0
Upgrade | 3000015891 | 9.02 | 18.5 |  | 450 | 825 |  |  | 368 | Open Cut | Road | 116132 | 6281 | 39485 | 155617 | 40% | 62247 | 217864 | 2.66% | 5795.1824
Upgrade | 2000351799 | 9.02 | 21.8 |  | 450 | 825 |  |  | 368 | Open Cut | Road | 121152 | 5562 | 41192 | 162344 | 40% | 64938 | 227282 | 2.66% | 6045.7012
Upgrade | 2000835919 | 9.02 | 8.7 |  | 450 | 825 |  |  | 368 | Open Cut | Road | 81768 | 9405 | 27801 | 109569 | 40% | 43827 | 153396 | 2.66% | 4080.3336
Upgrade | 2000811210 | 9.018 | 26.4 |  | 450 | 675 |  |  | 368 | Open Cut | Road | 120453 | 4566 | 40954 | 161407 | 40% | 64563 | 225970 | 2.66% | 6010.802
Upgrade | 2000776352 | 9.018 | 74.4 |  | 225 | 675 |  |  | 368 | Open Cut | Road | 300054 | 4033 | 102018 | 402072 | 40% | 160829 | 562901 | 2.66% | 14973.1666
Upgrade | 2000692873 | 9.018 | 33 |  | 225 | 675 |  |  | 368 | Open Cut | Road | 147766 | 4483 | 50240 | 198006 | 40% | 79202 | 277209 | 2.66% | 7373.7594
Upgrade | 2000825924 | 9.019 | 37.8 |  | 225 | 525 |  |  | 368 | Open Cut | Road | 115819 | 3062 | 39378 | 155197 | 40% | 62079 | 217276 | 2.66% | 5779.5416
Upgrade | 2000721088 | 9.015 | 62.3 |  | 450 | 825 |  |  | 375 | Open Cut | Road | 327521 | 5257 | 111357 | 438878 | 40% | 175551 | 614429 | 2.66% | 16343.8114
Upgrade | 2000338955 | 9.017 | 21.2 |  | 300 | 600 |  |  | 368 | Open Cut | Road | 84808 | 4003 | 28835 | 113643 | 40% | 45457 | 159100 | 2.66% | 4232.06
Upgrade | 2000038937 | 9.017 | 22.6 |  | 300 | 600 |  |  | 368 | Open Cut | Road | 86263 | 3818 | 29329 | 115592 | 40% | 46237 | 161829 | 2.66% | 4304.6514
Upgrade | 2000870410 | 9.017 | 20.1 |  | 300 | 600 |  |  | 368 | Open Cut | Road | 83722 | 4158 | 28466 | 112188 | 40% | 44875 | 157063 | 2.66% | 4177.8758
Upgrade | 2000250726 | 9.017 | 54.3 |  | 300 | 600 | 4 |  | 368 | Open Cut | Road | 195815 | 3603 | 66577 | 262392 | 40% | 104957 | 367349 | 11.66% | 42824.8117
Upgrade | 2000514771 | 9.014 | 13.7 |  | 450 | 750 |  |  | 375 | Open Cut | Road | 87580 | 6404 | 29777 | 117358 | 40% | 46943 | 164301 | 2.66% | 4370.4066
Upgrade | 3000007134 | 9.014 | 72.3 |  | 450 | 750 |  |  | 375 | Open Cut | Road | 308476 | 4264 | 104882 | 413357 | 40% | 165343 | 578700 | 2.66% | 15393.42
Upgrade | 3000007133 | 9.014 | 20.4 |  | 450 | 750 |  |  | 375 | Open Cut | Road | 116094 | 5704 | 39472 | 155566 | 40% | 62226 | 217792 | 2.66% | 5793.2672
Upgrade | 2000621128 | 9.013 | 62.9 |  | 225 | 525 |  |  | 375 | Open Cut | Road | 195501 | 3106 | 66470 | 261971 | 40% | 104788 | 366759 | 2.66% | 9755.7894
Upgrade | 3000098016 | 9.013 | 3.3 |  | 225 | 525 |  |  | 375 | Open Cut | Road | 63146 | 19409 | 21470 | 84615 | 40% | 33846 | 118462 | 2.66% | 3151.0892
Extension | NA | 9.006 |  | 40.6 |  | 375 |  |  | 375 | Open Cut | Road | 93359 | 2297 | 31742 | 125102 | 40% | 50041 | 175142 | 0% | 0
Upgrade | 2000718892 | 10.021 | 19.8 |  | 375 | 375 |  |  | 376 | Open Cut | Road | 78893 | 3986 | 26823 | 105716 | 40% | 42286 | 148002 | 2.66% | 3936.8532
Upgrade | 2000423931 | 10.021 | 20.2 |  | 300 | 375 |  |  | 376 | Open Cut | Road | 65884 | 3254 | 22400 | 88284 | 40% | 35314 | 123598 | 2.66% | 3287.7068
Upgrade | 2000728280 | 10.021 | 29.2 |  | 300 | 375 |  |  | 376 | Open Cut | Road | 70849 | 2425 | 24089 | 94938 | 40% | 37975 | 132913 | 2.66% | 3535.4858
Upgrade | 2000121653 | 10.021 | 37.6 |  | 225 | 375 |  |  | 376 | Open Cut | Road | 91654 | 2440 | 31162 | 122816 | 40% | 49127 | 171943 | 2.66% | 4573.6838
Upgrade | 2000728242 | 10.014 | 71.6 |  | 900 | 1350 | 5 | 2 | 376 | Open Cut | Road | 563135 | 7863 | 181611 | 715760 | 40% | 286304 | 1002064 | 0% | 0
Upgrade | 2000430954 | 10.014 | 65.4 |  | 900 | 1350 | 4 | 3 | 376 | Open Cut | Road | 488745 | 7469 | 168217 | 662973 | 40% | 265189 | 928163 | 21% | 194914.23
Upgrade | 2000063818 | 10.014 | 20.5 |  | 900 | 1350 |  |  | 376 | Open Cut | Road | 176612 | 8634 | 58370 | 230046 | 40% | 92018 | 322065 | 2.66% | 8566.929
Upgrade | 2000849575 | 10.014 | 48.2 |  | 900 | 1350 |  |  | 376 | Open Cut | Road | 347106 | 7197 | 122453 | 482607 | 40% | 193043 | 675650 | 2.66% | 17972.29
Extension | NA | 10.009 |  | 222.9 |  | 525 |  |  | 376 | Open Cut | Road | 644413 | 2891 | 219100 | 863513 | 40% | 345405 | 1208918 | 0% | 0
Extension | NA | 10.008 |  | 89.6 |  | 525 |  |  | 376 | Open Cut | Road | 257639 | 2876 | 87597 | 345237 | 40% | 138095 | 483332 | 0% | 0
Extension | NA | 10.006 |  | 139.4 |  | 525 |  |  | 377 | Open Cut | Road | 397760 | 2853 | 135238 | 532999 | 40% | 213199 | 746198 | 0% | 0
Upgrade | 2000952333 | 10.02 | 30.4 |  | 375 | 675 |  |  | 377 | Open Cut | Road | 125264 | 4120 | 42590 | 167854 | 40% | 67142 | 234996 | 2.66% | 6250.8936
Upgrade | 2000518317 | 10.02 | 81.2 |  | 375 | 675 | 4 | 3 | 377 | Open Cut | Road | 308183 | 3796 | 104782 | 412965 | 40% | 165186 | 578150 | 21% | 121411.5
Upgrade | 2000717733 | 10.019 | 90.6 |  | 300 | 675 |  |  | 377 | Open Cut | Road | 338849 | 3741 | 115209 | 454058 | 40% | 181623 | 635681 | 2.66% | 16909.1146
Upgrade | 2000937313 | 10.018 | 91 |  | 225 | 600 |  |  | 377 | Open Cut | Road | 292051 | 3209 | 99297 | 391348 | 40% | 156539 | 547888 | 2.66% | 14573.8208
Extension | NA | 10.005 |  | 89.4 |  | 525 |  |  | 377 | Open Cut | Road | 257423 | 2881 | 87524 | 344947 | 40% | 137979 | 482926 | 0% | 0
Upgrade | 2000938325 | 10.016 | 77.8 |  | 525 | 675 |  |  | 377 | Open Cut | Road | 304158 | 3908 | 103414 | 407571 | 40% | 163029 | 570600 | 2.66% | 15177.96
Upgrade | 2000020658 | 10.016 | 87.3 |  | 375 | 675 |  |  | 377 | Open Cut | Road | 358324 | 4105 | 121830 | 480154 | 40% | 192061 | 672215 | 2.66% | 17880.919
Upgrade | 2000400353 | 10.015 | 60.9 |  | 375 | 600 |  |  | 377 | Open Cut | Road | 222026 | 3646 | 75489 | 297515 | 40% | 119006 | 416520 | 2.66% | 11079.432
Upgrade | 2000185458 | 10.015 | 44.7 |  | 300 | 600 |  |  | 377 | Open Cut | Road | 147950 | 3314 | 50303 | 198253 | 40% | 79301 | 277554 | 2.66% | 7382.9364
Upgrade | 2000921512 | 10.015 | 2.6 |  | 300 | 600 |  |  | 377 | Open Cut | Road | 46152 | 17726 | 15692 | 61844 | 40% | 24738 | 86581 | 2.66% | 2303.0546
Extension | NA | 10.001 |  | 76.6 |  | 450 |  |  | 377 | Open Cut | Road | 215531 | 2813 | 73281 | 288812 | 40% | 115525 | 404337 | 0% | 0
Upgrade | 2000189333 | 10.022 | 50.2 |  | 600 | 750 | 4 | 3 | 377 | Open Cut | Road | 192157 | 3824 | 81446 | 320991 | 40% | 128397 | 449388 | 21% | 94371.48
Upgrade | 2000154465 | 10.022 | 49.3 |  | 600 | 750 |  |  | 377 | Open Cut | Road | 172814 | 3502 | 72703 | 286537 | 40% | 114615 | 401151 | 2.66% | 10670.6166
Upgrade | 2000386593 | 10.023 | 55.2 |  | 225 | 750 |  |  | 377 | Open Cut | Road | 216735 | 3929 | 83718 | 329948 | 40% | 131979 | 461927 | 2.66% | 12287.2582
Extension | NA | 10.025 |  | 99.4 |  | 600 |  |  | 377 | Open Cut | Road | 271646 | 2733 | 108859 | 429034 | 40% | 171614 | 600648 | 0% | 0
Upgrade | 2000128251 | 10.027 | 56.9 |  | 225 | 300 |  |  | 377 | Open Cut | Road | 127178 | 2234 | 43240 | 170418 | 40% | 68167 | 238585 | 2.66% | 6346.361
Extension | NA | 10.007 |  | 115 |  | 450 |  |  | 377 | Open Cut | Road | 317492 | 2760 | 107947 | 425439 | 40% | 170176 | 595614 | 0% | 0
Extension | NA | 11.004 |  | 61.9 |  | 450 |  |  | 377 | Open Cut | Road | 201960 | 3264 | 68666 | 270626 | 40% | 108251 | 378877 | 0% | 0
Extension | NA | 11.005 |  | 120.7 |  | 525 |  |  | 385 | Open Cut | Road | 378316 | 3136 | 128627 | 506943 | 40% | 202777 | 709720 | 0% | 0
Upgrade | 2000650272 | B.007 | 12.6 |  | 1350 | 1800 |  |  | 385 | Open Cut | Road | 138133 | 10975 | 46965 | 185098 | 40% | 74039 | 259137 | 2.66% | 6893.0442
Upgrade | 2000496544 | 11.027 | 80.1 |  | 900 | 1650 | 4 | 2 | 385 | Open Cut | Road | 744999 | 9305 | 253300 | 998298 | 40% | 399319 | 1397617 | 0% | 0
Upgrade | 2000066206 | 11.027 | 6 |  | 900 | 1650 |  |  | 385 | Open Cut | Road | 66781 | 11178 | 22705 | 89486 | 40% | 35794 | 125280 | 2.66% | 3332.448
Upgrade | 3000099268 | 11.027 | 70 |  | 900 | 1650 | 4 | 4 | 385 | Open Cut | Road | 642608 | 9186 | 218487 | 861095 | 40% | 344438 | 1205533 | 70% | 843873.1
Upgrade | 2000540878 | 11.027 | 83.3 |  | 900 | 1650 |  |  | 385 | Open Cut | Road | 778611 | 9350 | 264728 | 1043339 | 40% | 417336 | 1460674 | 2.66% | 38853.9284
Upgrade | 2000316710 | 11.026 | 82.8 |  | 675 | 1125 |  |  | 385 | Open Cut | Road | 580076 | 7009 | 197226 | 777302 | 40% | 310921 | 1088222 | 2.66% | 28946.7052
Upgrade | 2000351489 | 11.025 | 81.7 |  | 675 | 1050 |  |  | 385 | Open Cut | Road | 542342 | 6635 | 184396 | 726738 | 40% | 290695 | 1017434 | 2.66% | 27063.7444
Upgrade | 2000617233 | 11.024 | 85.1 |  | 675 | 975 |  |  | 385 | Open Cut | Road | 513143 | 6030 | 174469 | 687611 | 40% | 275045 | 962656 | 2.66% | 25606.6496
Upgrade | 2000895911 | 11.023 | 71 |  | 375 | 750 |  |  | 385 | Open Cut | Road | 306600 | 4320 | 104244 | 410844 | 40% | 164337 | 575181 | 2.66% | 15299.8146
Upgrade | 2000969508 | 11.022 | 105.7 |  | 375 | 825 |  |  | 377 | Open Cut | Road | 514817 | 4872 | 175038 | 689855 | 40% | 275942 | 965798 | 2.66% | 25690.2268
Upgrade | 2000870642 | 11.021 | 90.1 |  | 225 | 600 |  |  | 377 | Open Cut | Road | 291132 | 3230 | 98985 | 390117 | 40% | 156047 | 546164 | 2.66% | 14527.9624
Extension | NA | 11.006 |  | 66.5 |  | 375 |  |  | 385 | Open Cut | Road | 156751 | 2356 | 53295 | 210047 | 40% | 84019 | 294065 | 0% | 0
Upgrade | 2000878153 | 11.02 | 43.6 |  | 825 | 1350 |  |  | 377 | Open Cut | Road | 324957 | 7453 | 110485 | 435442 | 40% | 174177 | 609619 | 2.66% | 16215.8654
Upgrade | 3000137809 | 11.02 | 23.9 |  | 825 | 1350 |  |  | 377 | Open Cut | Road | 181058 | 7567 | 61560 | 242617 | 40% | 97047 | 339664 | 2.66% | 9035.0624
Upgrade | 2000136909 | 11.02 | 29.8 |  | 825 | 1350 |  |  | 377 | Open Cut | Road | 219738 | 7362 | 74711 | 294449 | 40% | 117779 | 412228 | 2.66% | 10965.2648
Upgrade | 2000589094 | 11.02 | 13 |  | 825 | 1350 |  |  | 377 | Open Cut | Road | 106160 | 8167 | 36094 | 142255 | 40% | 56902 | 199157 | 2.66% | 5297.5762
Extension | NA | 11.007 |  | 79.9 |  | 525 |  |  | 377 | Open Cut | Road | 249202 | 3118 | 84729 | 333931 | 40% | 133572 | 467504 | 0% | 0
Upgrade | 2000129299 | 11.019 | 80.6 |  | 825 | 1275 |  |  | 377 | Open Cut | Road | 545416 | 6771 | 185442 | 730858 | 40% | 292343 | 1023201 | 2.66% | 27217.1466
Upgrade | 2000072076 | 11.019 | 41.5 |  | 825 | 1275 |  |  | 377 | Open Cut | Road | 289943 | 6987 | 98581 | 388524 | 40% | 155409 | 543933 | 2.66% | 14468.6178
Upgrade | 2000211493 | 11.031 | 9.5 |  | 225 | 375 |  |  | 377 | Open Cut | Road | 43749 | 4604 | 14875 | 58623 | 40% | 23449 | 82073 | 2.66% | 2183.1418
Upgrade | 2000266974 | 11.031 | 55.7 |  | 225 | 375 |  |  | 377 | Open Cut | Road | 134565 | 2416 | 45752 | 180317 | 40% | 72127 | 252443 | 2.66% | 6714.9838
Upgrade | 2000575645 | 11.031 | 31 |  | 225 | 375 |  |  | 377 | Open Cut | Road | 71860 | 2315 | 24433 | 96293 | 40% | 38517 | 134810 | 2.66% | 3585.946
Upgrade | 2000251787 | 11.018 | 57 |  | 825 | 1275 |  |  | 377 | Open Cut | Road | 395181 | 6928 | 134361 | 529542 | 40% | 211817 | 741359 | 2.66% | 19720.1494
Upgrade | 2000225664 | 11.017 | 70.1 |  | 825 | 1200 |  |  | 377 | Open Cut | Road | 540515 | 7714 | 183775 | 724290 | 40% | 289716 | 1014006 | 2.66% | 26972.5596
Extension | NA | 11.008 |  | 77.1 |  | 375 |  |  | 377 | Open Cut | Road | 175855 | 2281 | 59791 | 235646 | 40% | 94259 | 329905 | 0% | 0
Upgrade | 2000036366 | 11.016 | 66.2 |  | 750 | 1200 | 4 | 2 | 377 | Open Cut | Road | 508774 | 7682 | 172983 | 681757 | 40% | 272703 | 954459 | 0% | 0
Upgrade | 2000141927 | 11.016 | 31.7 |  | 750 | 1200 |  |  | 377 | Open Cut | Road | 253761 | 8015 | 86279 | 340039 | 40% | 136016 | 476055 | 2.66% | 12663.063
Upgrade | 3000021733 | 11.015 | 15.8 |  | 900 | 1200 |  |  | 377 | Open Cut | Road | 148283 | 9380 | 50416 | 198700 | 40% | 79480 | 278180 | 2.66% | 7399.588
Upgrade | 3000021735 | 11.015 | 10.4 |  | 900 | 1200 |  |  | 377 | Open Cut | Road | 112816 | 10854 | 38358 | 151174 | 40% | 60469 | 211643 | 2.66% | 5629.7038
Upgrade | 2000405181 | 11.015 | 65.9 |  | 900 | 1200 | 5 | 3 | 377 | Open Cut | Road | 507890 | 7712 | 172683 | 680573 | 40% | 272229 | 952802 | 21% | 200088.42
Upgrade | 2000676989 | 11.014 | 40.3 |  | 750 | 1050 |  |  | 377 | Open Cut | Road | 261497 | 6487 | 88909 | 350406 | 40% | 140162 | 490568 | 2.66% | 13049.1088
Upgrade | 2000850195 | 11.014 | 70 |  | 750 | 1050 |  |  | 377 | Open Cut | Road | 473274 | 6758 | 160913 | 634187 | 40% | 253675 | 887862 | 2.66% | 23617.1292
Upgrade | 2000760262 | 11.013 | 16.9 |  | 600 | 975 |  |  | 377 | Open Cut | Road | 143780 | 8493 | 48885 | 192665 | 40% | 77066 | 269730 | 2.66% | 7174.818
Upgrade | 2000008121 | 11.013 | 49.9 |  | 600 | 975 |  |  | 377 | Open Cut | Road | 334752 | 6705 | 113816 | 448568 | 40% | 179427 | 627995 | 2.66% | 16704.667
Upgrade | 2000635991 | 11.013 | 26.4 |  | 600 | 975 |  |  | 377 | Open Cut | Road | 183971 | 6979 | 62550 | 246521 | 40% | 98608 | 345129 | 2.66% | 9180.4314
Upgrade | 2000926339 | 11.012 | 42.9 |  | 600 | 825 |  |  | 377 | Open Cut | Road | 192253 | 4478 | 65366 | 257619 | 40% | 103048 | 360667 | 2.66% | 9593.7422
Upgrade | 2000584847 | 11.012 | 65 |  | 525 | 825 | 5 | 4 | 377 | Open Cut | Road | 308241 | 4742 | 104802 | 413043 | 40% | 165217 | 578260 | 70% | 404782
Upgrade | 3000109664 | 11.01 | 22.4 |  | 600 | 525 |  |  | 385 | Open Cut | Road | 82878 | 3707 | 28179 | 111057 | 40% | 44423 | 155479 | 2.66% | 4135.7414
Upgrade | 3000109663 | 11.01 | 5 |  | 450 | 525 | 5 |  | 385 | Open Cut | Road | 48248 | 9745 | 16404 | 64652 | 40% | 25861 | 90513 | 11.66% | 10551.8245
Upgrade | 3000109662 | 11.01 | 30.1 |  | 450 | 525 |  |  | 385 | Open Cut | Road | 109102 | 3621 | 37095 | 146197 | 40% | 58479 | 204676 | 2.66% | 5444.3816
Upgrade | 3000109661 | 11.01 | 22.6 |  | 300 | 525 |  |  | 385 | Open Cut | Road | 83065 | 3681 | 28242 | 111307 | 40% | 44523 | 155830 | 2.66% | 4145.078
Upgrade | 3000109660 | 11.01 | 35.7 |  | 225 | 525 |  |  | 385 | Open Cut | Road | 130351 | 3651 | 44319 | 174670 | 40% | 69868 | 244538 | 2.66% | 6504.7108
Upgrade | 2000922511 | 11.011 | 87.1 |  | 225 | 675 |  |  | 377 | Open Cut | Road | 334638 | 3844 | 113777 | 448415 | 40% | 179366 | 627780 | 2.66% | 16698.948
Extension | NA | 11.003 |  | 92.8 |  | 525 |  |  | 377 | Open Cut | Road | 279844 | 3017 | 95147 | 374990 | 40% | 149996 | 524987 | 0% | 0
Upgrade | 2000777385 | 11.037 | 51 |  | 375 | 450 |  |  | 377 | Open Cut | Road | 174798 | 3425 | 59431 | 234229 | 40% | 93692 | 327920 | 2.66% | 8722.672
Upgrade | 2000291419 | 11.036 | 43 |  | 300 | 300 | 4 | 1 | 377 | Open Cut | Road | 88321 | 2055 | 30029 | 118350 | 40% | 47340 | 165690 | 0% | 0
Upgrade | 2000103344 | 11.035 | 30.9 |  | 225 | 300 |  |  | 377 | Open Cut | Road | 67358 | 2180 | 22902 | 90260 | 40% | 36104 | 126363 | 2.66% | 3361.2558
Upgrade | 2000888800 | 11.035 | 22.9 |  | 300 | 300 |  |  | 377 | Open Cut | Road | 50917 | 2228 | 17312 | 68229 | 40% | 27292 | 95521 | 2.66% | 2540.8586
Upgrade | 2000268562 | 11.028 | 79.2 |  | 300 | 600 |  |  | 377 | Open Cut | Road | 276741 | 3496 | 94092 | 370833 | 40% | 148333 | 519166 | 2.66% | 13809.8156
Upgrade | 2000125336 | 11.033 | 42.3 |  | 300 | 450 | 4 | 1 | 377 | Open Cut | Road | 129802 | 3068 | 44133 | 173935 | 40% | 69574 | 243508 | 0% | 0
Upgrade | 2000472711 | 11.033 | 33.5 |  | 375 | 450 |  |  | 377 | Open Cut | Road | 107141 | 3199 | 36428 | 143569 | 40% | 57428 | 200996 | 2.66% | 5346.4936
Upgrade | 2000165689 | 11.032 | 23.8 |  | 525 | 375 | 5 | 1 | 377 | Open Cut | Road | 67828 | 2855 | 23061 | 90889 | 40% | 36356 | 127245 | 0% | 0
Upgrade | 2000569940 | 11.032 | 13.4 |  | 300 | 375 |  |  | 377 | Open Cut | Road | 45929 | 3417 | 15616 | 61545 | 40% | 24618 | 86163 | 2.66% | 2291.9358
Upgrade | 2000134129 | 11.032 | 18.5 |  | 300 | 375 |  |  | 377 | Open Cut | Road | 64900 | 3514 | 22066 | 86966 | 40% | 34786 | 121752 | 2.66% | 3238.6032
Extension | NA | 12.001 |  | 111.9 |  | 600 |  |  | 385 | Open Cut | Road | 387355 | 3461 | 131701 | 519055 | 40% | 207622 | 726677 | 0% | 0
Upgrade | 2000488560 | 12.018 | 13.7 |  | 450 | 600 |  |  | 377 | Open Cut | Road | 77031 | 5636 | 26191 | 103222 | 40% | 41289 | 144510 | 2.66% | 3843.966
Upgrade | 2000684720 | 12.018 | 42.6 |  | 450 | 600 |  |  | 377 | Open Cut | Road | 162242 | 3806 | 55162 | 217404 | 40% | 86961 | 304365 | 2.66% | 8096.109
Upgrade | 2000759958 | 12.018 | 19 |  | 525 | 600 |  |  | 377 | Open Cut | Road | 82585 | 4338 | 28079 | 110664 | 40% | 44265 | 154929 | 2.66% | 4121.1114
Upgrade | 2000506464 | 12.017 | 28 |  | 225 | 375 |  |  | 377 | Open Cut | Road | 70176 | 2506 | 23860 | 94036 | 40% | 37614 | 131650 | 2.66% | 3501.89
Upgrade | 2000251726 | 12.016 | 45.9 |  | 375 | 450 |  |  | 377 | Open Cut | Road | 135393 | 2952 | 46034 | 181427 | 40% | 72571 | 253997 | 2.66% | 6756.3202
Upgrade | 2000565876 | 12.014 | 51 |  | 300 | 825 | 4 | 2 | 377 | Open Cut | Road | 248075 | 4861 | 84346 | 332421 | 40% | 132968 | 465389 | 0% | 0
Upgrade | 2000021304 | 12.014 | 47.6 |  | 225 | 825 |  |  | 377 | Open Cut | Road | 218825 | 4596 | 74401 | 293226 | 40% | 117290 | 410516 | 2.66% | 10919.7256
Upgrade | 2000197771 | 15.009 | 37.4 |  | 1500 | 1650 | 4 | 2 | 377 | Open Cut | Road | 354904 | 9499 | 120668 | 475572 | 40% | 190229 | 665801 | 0% | 0
Upgrade | 2000832027 | 15.009 | 20 |  | 1200 | 1650 | 4 | 1 | 377 | Open Cut | Road | 205154 | 10260 | 69752 | 274907 | 40% | 109963 | 384869 | 0% | 0
Upgrade | 2000421685 | 12.008 | 49.1 |  | 1200 | 1650 | 4 | 2 | 377 | Open Cut | Road | 666120 | 9489 | 226481 | 892601 | 40% | 357041 | 1249642 | 0% | 0
Upgrade | 2000030578 | 12.007 | 86 |  | 1200 | 1650 | 5 | 3 | 377 | Open Cut | Road | 810543 | 9425 | 275585 | 1086127 | 40% | 434451 | 1520578 | 21% | 319321.38
Upgrade | 2000834274 | 12.006 | 27.7 |  | 750 | 1275 |  |  | 377 | Open Cut | Road | 209568 | 7576 | 71253 | 280821 | 40% | 112328 | 393149 | 2.66% | 10457.7634
Upgrade | 2000126657 | 12.006 | 41.1 |  | 750 | 1275 |  |  | 377 | Open Cut | Road | 288892 | 7032 | 98223 | 387115 | 40% | 154846 | 541961 | 2.66% | 14416.1626
Upgrade | 2000510612 | 12.006 | 53.3 |  | 750 | 1275 | 4 | 3 | 377 | Open Cut | Road | 362987 | 6812 | 123415 | 486402 | 40% | 194561 | 680963 | 21% | 143002.23
Upgrade | 2000757638 | 15.004 | 45 |  | 1500 | 1950 | 4 | 2 | 377 | Open Cut | Road | 524266 | 11660 | 178251 | 702517 | 40% | 281007 | 983524 | 0% | 0
Upgrade | 2000623492 | 12.003 | 128.2 |  | 1500 | 1950 | 5 | 2 | 377 | Open Cut | Road | 1465874 | 11438 | 498397 | 1964271 | 40% | 785709 | 2749980 | 0% | 0
Upgrade | 2000246846 | 12.004 | 35.1 |  | 375 | 450 | 4 | 2 | 375 | Open Cut | Road | 108290 | 3084 | 36819 | 145109 | 40% | 58044 | 203153 | 0% | 0
Upgrade | 2000413027 | 12.013 | 27.2 |  | 300 | 450 | 4 | 2 | 375 | Open Cut | Road | 83226 | 3058 | 28297 | 111522 | 40% | 44609 | 156131 | 0% | 0
Upgrade | 2000341756 | 12.002 | 81.7 |  | 1500 | 1950 | 5 | 1 | 377 | Open Cut | Road | 941082 | 11518 | 319968 | 1261050 | 40% | 504420 | 1765469 | 0% | 0
Upgrade | 2000441032 | 12.002 | 16.9 |  | 1500 | 1950 | 5 | 2 | 377 | Open Cut | Road | 204835 | 12114 | 69644 | 274480 | 40% | 109792 | 384271 | 0% | 0
Upgrade | 2000377707 | 12.002 | 26.6 |  | 1500 | 1950 | 4 | 1 | 377 | Open Cut | Road | 312662 | 11759 | 106305 | 418967 | 40% | 167587 | 586554 | 0% | 0
Upgrade | 2000307972 | 12.002 | 14.5 |  | 1500 | 1950 | 4 | 1 | 377 | Open Cut | Road | 172385 | 11862 | 58611 | 230996 | 40% | 92398 | 323395 | 0% | 0
Upgrade | 2000012504 | 12.005 | 58.8 |  | 1500 | 1800 | 5 | 3 | 385 | Open Cut | Road | 601116 | 10216 | 204379 | 805495 | 40% | 322198 | 1127693 | 21% | 236815.53
Upgrade | 2000486966 | 12.011 | 24 |  | 750 | 675 |  |  | 377 | Open Cut | Road | 140972 | 5880 | 47931 | 188903 | 40% | 75561 | 264464 | 2.66% | 7034.7424
Upgrade | 2000383049 | 12.011 | 20 |  | 750 | 675 |  |  | 377 | Open Cut | Road | 116778 | 5839 | 39705 | 156483 | 40% | 62593 | 219076 | 2.66% | 5827.4216
Upgrade | 2000684406 | 12.012 | 36.1 |  | 525 | 450 |  |  | 375 | Open Cut | Road | 108998 | 3019 | 37059 | 146058 | 40% | 58423 | 204481 | 2.66% | 5439.1946
Upgrade | 2000607041 | 12.012 | 23.4 |  | 525 | 450 | 4 | 3 | 375 | Open Cut | Road | 80499 | 3442 | 27370 | 107868 | 40% | 43147 | 151016 | 21% | 31713.36
Upgrade | 2000146113 | 12.012 | 35.5 |  | 450 | 450 | 4 | 2 | 375 | Open Cut | Road | 108550 | 3060 | 36907 | 145457 | 40% | 58183 | 203640 | 0% | 0
Upgrade | 2000192119 | 12.012 | 27 |  | 450 | 450 | 4 | 2 | 375 | Open Cut | Road | 83089 | 3075 | 28250 | 111339 | 40% | 44536 | 155875 | 0% | 0
Upgrade | 2000829871 | 12.012 | 69.7 |  | 450 | 450 | 4 | 3 | 375 | Open Cut | Road | 191159 | 2743 | 64994 | 256154 | 40% | 102461 | 358615 | 21% | 75309.15
Upgrade | 2000212272 | 12.01 | 9.4 |  | 525 | 450 | 4 | 1 | 375 | Open Cut | Road | 51076 | 5446 | 17366 | 68442 | 40% | 27377 | 95819 | 0% | 0
Upgrade | 2000152501 | 12.01 | 18 |  | 525 | 450 | 4 | 3 | 375 | Open Cut | Road | 76671 | 4255 | 26068 | 102739 | 40% | 41096 | 143835 | 21% | 30205.35
Upgrade | 2000141494 | 12.01 | 43.3 |  | 450 | 450 | 4 | 2 | 375 | Open Cut | Road | 117192 | 2706 | 39845 | 157037 | 40% | 62815 | 219851 | 0% | 0
Upgrade | 2000123703 | 13.019 | 19.6 |  | 225 | 375 |  |  | 377 | Open Cut | Road | 62984 | 3210 | 22283 | 87820 | 40% | 35128 | 122948 | 2.66% | 3270.4168
Extension | NA | 13.008 |  | 119.5 |  | 375 |  |  | 377 | Open Cut | Road | 218144 | 1825 | 85452 | 336780 | 40% | 134712 | 471493 | 0% | 0
Upgrade | 3000094340 | 13.024 | 10.5 |  | 375 | 750 |  |  | 377 | Open Cut | Road | 83210 | 7953 | 28291 | 111502 | 40% | 44601 | 156102 | 2.66% | 4152.3132
Upgrade | 2000949306 | 13.024 | 92.6 |  | 375 | 750 |  |  | 377 | Open Cut | Road | 374925 | 4048 | 127475 | 502400 | 40% | 200960 | 703359 | 2.66% | 18709.3494
Upgrade | 2000515700 | 13.023 | 55.8 |  | 300 | 600 |  |  | 377 | Open Cut | Road | 197322 | 3536 | 67090 | 264412 | 40% | 105765 | 370177 | 2.66% | 9846.7082
Upgrade | 2000560867 | 13.015 | 20 |  | 300 | 825 |  |  | 375 | Open Cut | Road | 118411 | 5925 | 40260 | 158671 | 40% | 63469 | 222140 | 2.66% | 5908.924
Upgrade | 3000043178 | 13.015 | 23.4 |  | 225 | 825 |  |  | 375 | Open Cut | Road | 123608 | 5284 | 42027 | 165635 | 40% | 66254 | 231889 | 2.66% | 6168.2474
Upgrade | 2000569877 | 13.022 | 35.2 |  | 300 | 750 |  |  | 375 | Open Cut | Road | 249294 | 7086 | 84760 | 334054 | 40% | 133622 | 467676 | 2.66% | 12440.1816
Upgrade | 2000041321 | 13.021 | 37.8 |  | 225 | 675 |  |  | 375 | Open Cut | Road | 153563 | 4062 | 52211 | 205774 | 40% | 82310 | 288084 | 2.66% | 7663.0344
Upgrade | 2000702984 | 13.021 | 44.8 |  | 225 | 675 |  |  | 375 | Open Cut | Road | 181329 | 4050 | 61652 | 242981 | 40% | 97192 | 340173 | 2.66% | 9048.6018
Extension | NA | 13.007 |  | 57.4 |  | 375 |  |  | 375 | Open Cut | Road | 135502 | 2361 | 46071 | 181572 | 40% | 72629 | 254201 | 0% | 0
Upgrade | 2000199190 | 13.017 | 44.8 |  | 600 | 1125 | 5 | 2 | 377 | Open Cut | Road | 264706 | 5902 | 109864 | 432995 | 40% | 173198 | 606192 | 0% | 0
Upgrade | 2000546593 | 13.017 | 55 |  | 600 | 1125 | 5 | 2 | 377 | Open Cut | Road | 351806 | 6391 | 151276 | 596207 | 40% | 238483 | 834690 | 0% | 0
Upgrade | 2000321440 | 13.011 | 40.4 |  | 600 | 1050 | 4 | 3 | 377 | Open Cut | Road | 208661 | 5165 | 88970 | 350646 | 40% | 140259 | 490905 | 21% | 103090.05
Upgrade | 2000091243 | 13.011 | 65.1 |  | 600 | 1050 | 4 | 3 | 377 | Open Cut | Road | 329114 | 5057 | 149792 | 590358 | 40% | 236143 | 826501 | 21% | 173565.21
Upgrade | 2000904152 | 13.013 | 41.5 |  | 375 | 750 | 4 | 4 | 377 | Open Cut | Road | 161592 | 3890 | 70441 | 277621 | 40% | 111049 | 388670 | 70% | 272069
Extension | NA | 13.005 |  | 176.7 |  | 675 |  |  | 377 | Open Cut | Road | 528865 | 2992 | 220101 | 867457 | 40% | 346983 | 1214440 | 0% | 0
Upgrade | 2000133916 | 13.014 | 64 |  | 225 | 525 |  |  | 377 | Open Cut | Road | 196397 | 3070 | 66775 | 263172 | 40% | 105269 | 368441 | 2.66% | 9800.5306
Extension | NA | 13.003 |  | 78.3 |  | 600 |  |  | 377 | Open Cut | Road | 243076 | 3105 | 82646 | 325722 | 40% | 130289 | 456010 | 0% | 0
Extension | NA | 13.004 |  | 50.7 |  | 450 |  |  | 377 | Open Cut | Road | 158183 | 3120 | 53782 | 211965 | 40% | 84786 | 296751 | 0% | 0
Upgrade | 2000063038 | 13.012 | 31.9 |  | 225 | 525 |  |  | 377 | Open Cut | Road | 110644 | 3469 | 37619 | 148263 | 40% | 59305 | 207568 | 2.66% | 5521.3088
Upgrade | 2000644075 | 13.012 | 20.6 |  | 225 | 525 |  |  | 377 | Open Cut | Road | 81364 | 3946 | 27664 | 109027 | 40% | 43611 | 152638 | 2.66% | 4060.1708
Upgrade | 2000655276 | 13.011 | 17.5 |  | 375 | 1050 |  |  | 377 | Open Cut | Road | 147251 | 8426 | 50065 | 197316 | 40% | 78926 | 276242 | 2.66% | 7348.0372
Upgrade | 2000216006 | 13.01 | 60.5 |  | 375 | 825 | 4 | 3 | 377 | Open Cut | Road | 281960 | 4659 | 95866 | 377826 | 40% | 151130 | 528956 | 21% | 111080.76
Upgrade | 2000710550 | 13.01 | 39.7 |  | 300 | 825 |  |  | 377 | Open Cut | Road | 187367 | 4717 | 63705 | 251072 | 40% | 100429 | 351501 | 2.66% | 9349.9266
Upgrade | 3000095931 | 13.01 | 7 |  | 300 | 825 |  |  | 377 | Open Cut | Road | 83077 | 11948 | 28246 | 111323 | 40% | 44529 | 155852 | 2.66% | 4145.6632
Upgrade | 2000078930 | 13.01 | 46.3 |  | 225 | 825 |  |  | 377 | Open Cut | Road | 216806 | 4684 | 73714 | 290520 | 40% | 116208 | 406728 | 2.66% | 10818.9648
Upgrade | 2000286910 | 13.01 | 7.3 |  | 225 | 825 |  |  | 377 | Open Cut | Road | 60169 | 8270 | 20457 | 80626 | 40% | 32250 | 112876 | 2.66% | 3002.5016
Upgrade | 2000424541 | 13.01 | 11.7 |  | 225 | 825 |  |  | 377 | Open Cut | Road | 86337 | 7384 | 29355 | 115692 | 40% | 46277 | 161969 | 2.66% | 4308.3754
Extension | NA | 13.001 |  | 80.4 |  | 600 |  |  | 368 | Open Cut | Road | 277995 | 3459 | 94518 | 372513 | 40% | 149005 | 521519 | 0% | 0
Extension | NA | 13.002 |  | 22.8 |  | 450 |  |  | 368 | Open Cut | Road | 96486 | 4225 | 32805 | 129291 | 40% | 51717 | 181008 | 0% | 0
Upgrade | 2000588374 | 14.003 | 9 |  | 300 | 825 |  |  | 375 | Open Cut | Road | 105619 | 11748 | 35910 | 141529 | 40% | 56612 | 198141 | 2.66% | 5270.5506
Upgrade | 3000108330 | 14.003 | 43.9 |  | 375 | 825 | 4 | 2 | 375 | Open Cut | Road | 213179 | 4855 | 72481 | 285659 | 40% | 114264 | 399923 | 0% | 0
Upgrade | 2000505338 | 14.003 | 56.4 |  | 300 | 825 | 5 | 4 | 375 | Open Cut | Road | 275658 | 4889 | 93724 | 369382 | 40% | 147753 | 517134 | 70% | 361993.8
Upgrade | 2000475412 | 14.002 | 9 |  | 300 | 525 |  |  | 374 | Open Cut | Road | 51819 | 5731 | 17619 | 69438 | 40% | 27775 | 97213 | 2.66% | 2585.8658
Upgrade | 2000144611 | 14.002 | 47.2 |  | 300 | 525 |  |  | 374 | Open Cut | Road | 143420 | 3040 | 48763 | 192183 | 40% | 76873 | 269056 | 2.66% | 7156.8896
Upgrade | 2000713213 | 14.002 | 9.1 |  | 225 | 525 |  |  | 374 | Open Cut | Road | 51833 | 5723 | 17623 | 69456 | 40% | 27782 | 97238 | 2.66% | 2586.5308
Upgrade | 2000333191 | 14.002 | 24.4 |  | 225 | 525 |  |  | 374 | Open Cut | Road | 84635 | 3473 | 28776 | 113411 | 40% | 45365 | 158776 | 2.66% | 4223.4416
Upgrade | 2000958343 | 14.001 | 11.7 |  | 450 | 675 |  |  | 375 | Open Cut | Road | 106818 | 9150 | 36318 | 143136 | 40% | 57255 | 200391 | 2.66% | 5330.4006
Upgrade | 2000505072 | 14.001 | 26.3 |  | 450 | 675 | 4 | 4 | 375 | Open Cut | Road | 120295 | 4583 | 40900 | 161196 | 40% | 64478 | 225674 | 70% | 157971.8
Upgrade | 2000104922 | 14.001 | 7.4 |  | 450 | 675 | 5 | 2 | 375 | Open Cut | Road | 58844 | 7972 | 20007 | 78851 | 40% | 31541 | 110392 | 0% | 0
Upgrade | 3000174543 | 14.001 | 82.5 |  | 450 | 675 |  |  | 375 | Open Cut | Road | 309695 | 3756 | 105296 | 414991 | 40% | 165996 | 580987 | 2.66% | 15454.2542
Upgrade | 2000117769 | 14.008 | 49.8 |  | 1200 | 1800 | 4 | 2 | 375 | Open Cut | Road | 527261 | 10588 | 179269 | 706530 | 40% | 282612 | 989142 | 0% | 0
Upgrade | 2000797533 | 14.008 | 55.6 |  | 1354 | 1800 | 5 | 3 | 375 | Open Cut | Road | 588792 | 10598 | 200189 | 788982 | 40% | 315593 | 1104575 | 21% | 231960.75
Upgrade | 2000725176 | 14.008 | 24.7 |  | 1200 | 1800 | 5 | 1 | 375 | Open Cut | Road | 274477 | 11093 | 93322 | 367799 | 40% | 147120 | 514919 | 0% | 0
Upgrade | 2000077747 | 14.008 | 39.1 |  | 1650 | 1800 | 5 | 1 | 375 | Open Cut | Road | 419087 | 10717 | 142490 | 561577 | 40% | 224631 | 786207 | 0% | 0
Upgrade | 2000319538 | 14.008 | 18.9 |  | 1450 | 1800 | 5 | 3 | 375 | Open Cut | Road | 207187 | 10962 | 70443 | 277630 | 40% | 111052 | 388682 | 21% | 81623.22
Upgrade | 2000362697 | 14.009 | 25.9 |  | 150 | 675 |  |  | 375 | Open Cut | Road | 119850 | 4631 | 40749 | 160599 | 40% | 64240 | 224839 | 2.66% | 5980.7174
Upgrade | 2000164962 | 14.01 | 11 |  | 225 | 375 |  |  | 375 | Open Cut | Road | 44590 | 4046 | 15161 | 59751 | 40% | 23900 | 83651 | 2.66% | 2225.1166
Upgrade | 2000474702 | 14.01 | 18.8 |  | 1354 | 375 | 5 | 2 | 375 | Open Cut | Road | 65066 | 3467 | 22122 | 87189 | 40% | 34875 | 122064 | 0% | 0
Upgrade | 2000459773 | 14.006 | 55.2 |  | 375 | 525 | 5 | 3 | 375 | Open Cut | Road | 205117 | 3716 | 69740 | 274857 | 40% | 109943 | 384800 | 21% | 80808
Upgrade | 2000080861 | 14.005 | 61.1 |  | 300 | 525 |  |  | 375 | Open Cut | Road | 193889 | 3173 | 65922 | 259811 | 40% | 103924 | 363735 | 2.66% | 9675.351
Upgrade | 2000868881 | 14.005 | 55.7 |  | 225 | 525 |  |  | 375 | Open Cut | Road | 189136 | 3398 | 64306 | 253442 | 40% | 101377 | 354819 | 2.66% | 9438.1854
Upgrade | 3000140210 | 14.007 | 36.1 |  | 300 | 750 | 4 |  | 375 | Open Cut | Road | 180302 | 4999 | 61303 | 241604 | 40% | 96642 | 338246 | 11.66% | 39432.0422
Upgrade | 3000174478 | 14.007 | 10.3 |  | 300 | 750 | 4 |  | 375 | Open Cut | Road | 82972 | 8065 | 28211 | 111183 | 40% | 44473 | 155656 | 11.66% | 18146.0652
Upgrade | 2000578500 | 14.007 | 18.4 |  | 300 | 750 | 4 | 2 | 375 | Open Cut | Road | 94047 | 5102 | 31976 | 126023 | 40% | 50409 | 176432 | 0% | 0
Upgrade | 2000120788 | 14.007 | 10.9 |  | 300 | 750 |  |  | 375 | Open Cut | Road | 83844 | 7672 | 28507 | 112351 | 40% | 44940 | 157292 | 2.66% | 4183.9672
Upgrade | 3000174541 | 15.014 | 7.8 |  | 600 | 675 |  |  | 377 | Open Cut | Road | 82775 | 10579 | 28143 | 110918 | 40% | 44367 | 155286 | 2.66% | 4130.6076
Upgrade | 3000174539 | 15.014 | 2.7 |  | 600 | 675 |  |  | 377 | Open Cut | Road | 53187 | 20051 | 18083 | 71270 | 40% | 28508 | 99778 | 2.66% | 2654.0948
Upgrade | 3000174542 | 15.014 | 23.9 |  | 600 | 675 | 4 |  | 377 | Open Cut | Road | 117539 | 4908 | 39963 | 157502 | 40% | 63001 | 220503 | 11.66% | 25705.7987
Upgrade | 2000949657 | 15.014 | 31.3 |  | 450 | 675 |  |  | 377 | Open Cut | Road | 126378 | 4033 | 42969 | 169347 | 40% | 67739 | 237085 | 2.66% | 6306.461
Upgrade | 2000384071 | 15.012 | 62.1 |  | 450 | 675 |  |  | 377 | Open Cut | Road | 246516 | 3967 | 83816 | 330332 | 40% | 132133 | 462464 | 2.66% | 12301.5424
Upgrade | 2000175143 | 15.011 | 16.1 |  | 225 | 525 |  |  | 375 | Open Cut | Road | 77386 | 4818 | 26311 | 103697 | 40% | 41479 | 145176 | 2.66% | 3861.6816
Upgrade | 2000525512 | 15.011 | 63.2 |  | 225 | 525 |  |  | 375 | Open Cut | Road | 195735 | 3096 | 66550 | 262285 | 40% | 104914 | 367200 | 2.66% | 9767.52
Upgrade | 2000218364 | 15.011 | 80.5 |  | 375 | 525 |  |  | 375 | Open Cut | Road | 249694 | 3102 | 84896 | 334589 | 40% | 133836 | 468425 | 2.66% | 12460.105
Upgrade | 2000567388 | 15.013 | 37.1 |  | 375 | 525 |  |  | 375 | Open Cut | Road | 131610 | 3543 | 44747 | 176357 | 40% | 70543 | 246900 | 2.66% | 6567.54
Upgrade | 2000812480 | 15.01 | 62 |  | 375 | 450 |  |  | 375 | Open Cut | Road | 185649 | 2996 | 63121 | 248770 | 40% | 99508 | 348278 | 2.66% | 9264.1948
Upgrade | 2000125219 | 15.01 | 43 |  | 300 | 450 |  |  | 375 | Open Cut | Road | 113942 | 2647 | 38740 | 152682 | 40% | 61073 | 213754 | 2.66% | 5685.8564
Upgrade | 2000029358 | 15.01 | 32.3 |  | 225 | 450 |  |  | 375 | Open Cut | Road | 106313 | 3288 | 36146 | 142459 | 40% | 56984 | 199442 | 2.66% | 5305.1572
Upgrade | 2000880172 | 15.01 | 40.3 |  | 225 | 450 |  |  | 375 | Open Cut | Road | 128369 | 3185 | 43645 | 172014 | 40% | 68806 | 240820 | 2.66% | 6405.812
Upgrade | 2000470449 | 15.003 | 31.5 |  | 225 | 825 |  |  | 377 | Open Cut | Road | 151233 | 4807 | 60771 | 239511 | 40% | 95804 | 335316 | 2.66% | 8919.4056
Upgrade | 2000425501 | 15.003 | 38.3 |  | 225 | 825 |  |  | 377 | Open Cut | Road | 142082 | 3706 | 62986 | 248240 | 40% | 99296 | 347537 | 2.66% | 9244.4842
Upgrade | 2000752217 | 15.003 | 57 |  | 225 | 825 |  |  | 377 | Open Cut | Road | 241029 | 4230 | 94032 | 370598 | 40% | 148239 | 518837 | 2.66% | 13801.0642
Extension | NA | 15.001 |  | 89 |  | 450 |  |  | 377 | Open Cut | Road | 185790 | 2088 | 82886 | 326667 | 40% | 130667 | 457334 | 0% | 0
Extension | NA | 10.002 |  | 83.2 |  | 450 |  |  | 377 | Open Cut | Road | 195830 | 2353 | 80448 | 317060 | 40% | 126824 | 443884 | 0% | 0
Extension | NA | 10.003 |  | 103.1 |  | 600 |  |  | 377 | Open Cut | Road | 293655 | 2848 | 116417 | 458819 | 40% | 183528 | 642347 | 0% | 0
Extension | NA | 10.004 |  | 243.9 |  | 675 |  |  | 377 | Open Cut | Road | 723686 | 2968 | 302156 | 1190849 | 40% | 476340 | 1667188 | 0% | 0
Extension | NA | 15.006 |  | 25 |  | 375 |  |  | 377 | Open Cut | Road | 81782 | 3270 | 27806 | 109588 | 40% | 43835 | 153423 | 0% | 0
Extension | NA | 15.007 |  | 36.7 |  | 300 |  |  | 377 | Open Cut | Road | 69651 | 1898 | 23681 | 93332 | 40% | 37333 | 130665 | 0% | 0
Extension | NA | 15.005 |  | 94.1 |  | 375 |  |  | 377 | Open Cut | Road | 201481 | 2140 | 68504 | 269985 | 40% | 107994 | 377979 | 0% | 0
Upgrade | 2000904959 | 15.017 | 65 |  | 600 | 750 |  |  | 377 | Open Cut | Road | 302438 | 4653 | 102829 | 405267 | 40% | 162107 | 567374 | 2.66% | 15092.1484
Upgrade | 2000307581 | 15.016 | 28.2 |  | 450 | 600 |  |  | 377 | Open Cut | Road | 111532 | 3951 | 37921 | 149453 | 40% | 59781 | 209234 | 2.66% | 5565.6244
Upgrade | 2000932726 | 15.016 | 50.3 |  | 375 | 600 |  |  | 377 | Open Cut | Road | 191687 | 3807 | 65174 | 256861 | 40% | 102744 | 359606 | 2.66% | 9565.5196
Upgrade | 2000248579 | 15.015 | 21 |  | 300 | 525 |  |  | 377 | Open Cut | Road | 81684 | 3892 | 27772 | 109456 | 40% | 43782 | 153238 | 2.66% | 4076.1308
Upgrade | 3000176317 | 15.008 | 19.3 |  | 300 | 375 | 4 | 1 | 377 | Open Cut | Road | 78595 | 4082 | 26722 | 105317 | 40% | 42127 | 147444 | 0% | 0
Upgrade | 2000521461 | 15.008 | 6.7 |  | 300 | 375 | 4 | 1 | 377 | Open Cut | Road | 42185 | 6319 | 14343 | 56528 | 40% | 22611 | 79139 | 0% | 0
Upgrade | 2000474102 | 15.008 | 49.7 |  | 300 | 375 |  |  | 377 | Open Cut | Road | 114577 | 2304 | 38956 | 153533 | 40% | 61413 | 214946 | 2.66% | 5717.5636
Extension | NA | 16.004 |  | 99.6 |  | 450 |  |  | 376 | Open Cut | Road | 267741 | 2687 | 91032 | 358773 | 40% | 143509 | 502282 | 0% | 0
Extension | NA | 16.006 |  | 31.8 |  | 300 |  |  | 376 | Open Cut | Road | 80961 | 2549 | 27527 | 108488 | 40% | 43395 | 151883 | 0% | 0
Upgrade | 2000790531 | 16.014 | 20.7 |  | 300 | 750 |  |  | 376 | Open Cut | Road | 139909 | 6773 | 47569 | 187478 | 40% | 74991 | 262469 | 2.66% | 6981.6754
Upgrade | 3000042696 | 16.014 | 44.6 |  | 300 | 750 | 4 | 3 | 376 | Open Cut | Road | 187948 | 4214 | 63902 | 251850 | 40% | 100740 | 352590 | 21% | 74043.9
Upgrade | 3000042697 | 16.015 | 5.1 |  | 225 | 675 |  |  | 376 | Open Cut | Road | 56152 | 10943 | 19092 | 75244 | 40% | 30098 | 105342 | 2.66% | 2802.0972
Upgrade | 2000692068 | 16.015 | 2.4 |  | 225 | 675 |  |  | 376 | Open Cut | Road | 52909 | 21862 | 17989 | 70898 | 40% | 28359 | 99257 | 2.66% | 2640.2362
Upgrade | 2000398311 | 16.015 | 7.8 |  | 300 | 675 |  |  | 376 | Open Cut | Road | 59289 | 7647 | 20158 | 79447 | 40% | 31779 | 111226 | 2.66% | 2958.6116
Upgrade | 3000019770 | 16.015 | 48.7 |  | 225 | 675 |  |  | 376 | Open Cut | Road | 186054 | 3819 | 63259 | 249313 | 40% | 99725 | 349038 | 2.66% | 9284.4108
Upgrade | 3000019769 | 16.015 | 12.3 |  | 225 | 675 |  |  | 376 | Open Cut | Road | 84188 | 6835 | 28624 | 112812 | 40% | 45125 | 157937 | 2.66% | 4201.1242
Extension | NA | 16.005 |  | 198.7 |  | 600 |  |  | 376 | Open Cut | Road | 634629 | 3194 | 215774 | 850403 | 40% | 340161 | 1190564 | 0% | 0
Upgrade | 2000776415 | 16.013 | 83.1 |  | 525 | 1050 |  |  | 376 | Open Cut | Road | 584103 | 7028 | 198595 | 782698 | 40% | 313079 | 1095777 | 2.66% | 29147.6682
Upgrade | 2000239910 | 16.012 | 53.5 |  | 300 | 600 | 4 | 5 | 376 | Open Cut | Road | 194896 | 3646 | 66265 | 261161 | 40% | 104464 | 365625 | 70% | 255937.5
Upgrade | 2000250793 | 16.012 | 30.3 |  | 375 | 600 |  |  | 376 | Open Cut | Road | 113691 | 3750 | 38655 | 152346 | 40% | 60938 | 213284 | 2.66% | 5673.3544
Upgrade | 3000052461 | 16.011 | 23 |  | 150 | 600 |  |  | 376 | Open Cut | Road | 86641 | 3774 | 29458 | 116099 | 40% | 46439 | 162538 | 2.66% | 4323.5108
Upgrade | 3000052451 | 16.011 | 13.6 |  | 150 | 600 |  |  | 376 | Open Cut | Road | 76934 | 5668 | 26158 | 103092 | 40% | 41237 | 144329 | 2.66% | 3839.1514
Upgrade | 2000987080 | 16.011 | 6.4 |  | 150 | 600 |  |  | 376 | Open Cut | Road | 50091 | 7812 | 17031 | 67122 | 40% | 26849 | 93971 | 2.66% | 2499.6286
Upgrade | 2001002305 | 16.011 | 18.2 |  | 150 | 600 |  |  | 376 | Open Cut | Road | 81724 | 4489 | 27786 | 109510 | 40% | 43804 | 153313 | 2.66% | 4078.1258
Upgrade | 2000864936 | 16.011 | 38.7 |  | 150 | 600 |  |  | 376 | Open Cut | Road | 141816 | 3663 | 48218 | 190034 | 40% | 76014 | 266048 | 2.66% | 7076.8768
Upgrade | 3000155697 | 16.011 | 15.7 |  | 180 | 600 |  |  | 376 | Open Cut | Road | 95469 | 6098 | 32459 | 127928 | 40% | 51171 | 179099 | 2.66% | 4764.0334
Upgrade | 2000649014 | 16.008 | 59.8 |  | 600 | 975 |  |  | 376 | Open Cut | Road | 398133 | 6658 | 135365 | 533498 | 40% | 213399 | 746897 | 2.66% | 19867.4602
Upgrade | 2000563803 | 16.01 | 52.5 |  | 375 | 825 |  |  | 376 | Open Cut | Road | 269717 | 5139 | 91704 | 361420 | 40% | 144568 | 505988 | 2.66% | 13459.2808
Upgrade | 2000714870 | 16.01 | 28.6 |  | 375 | 825 | 4 | 2 | 376 | Open Cut | Road | 174408 | 6094 | 59299 | 233707 | 40% | 93483 | 327190 | 0% | 0
Upgrade | 2000322992 | 16.01 | 59.5 |  | 300 | 825 | 4 | 3 | 376 | Open Cut | Road | 303807 | 5106 | 103294 | 407101 | 40% | 162841 | 569942 | 21% | 119687.82
Upgrade | 2000387960 | 16.018 | 42.2 |  | 225 | 375 |  |  | 376 | Open Cut | Road | 94209 | 2234 | 32031 | 126240 | 40% | 50496 | 176736 | 2.66% | 4701.1776
Upgrade | 2000620925 | 16.009 | 55.1 |  | 300 | 825 |  |  | 376 | Open Cut | Road | 273675 | 4969 | 93049 | 366724 | 40% | 146690 | 513414 | 2.66% | 13656.8124
Upgrade | 2000213408 | 16.016 | 60.9 |  | 375 | 675 |  |  | 376 | Open Cut | Road | 245008 | 4024 | 83303 | 328310 | 40% | 131324 | 459635 | 2.66% | 12226.291
Upgrade | 3000044927 | 16.016 | 14.6 |  | 300 | 675 |  |  | 376 | Open Cut | Road | 86896 | 5960 | 29545 | 116441 | 40% | 46576 | 163017 | 2.66% | 4336.2522
Upgrade | 3000044925 | 16.017 | 14.6 |  | 375 | 600 |  |  | 376 | Open Cut | Road | 77991 | 5344 | 26517 | 104508 | 40% | 41803 | 146311 | 2.66% | 3891.8726
Upgrade | 3000044924 | 16.017 | 5.1 |  | 225 | 600 |  |  | 376 | Open Cut | Road | 48781 | 9481 | 16585 | 65366 | 40% | 26146 | 91512 | 2.66% | 2434.2192
Upgrade | 3000044923 | 16.017 | 19.8 |  | 225 | 600 |  |  | 376 | Open Cut | Road | 83362 | 4213 | 28343 | 111705 | 40% | 44682 | 156387 | 2.66% | 4159.8942
Upgrade | 2000974326 | 16.017 | 83.8 |  | 225 | 600 |  |  | 376 | Open Cut | Road | 300991 | 3591 | 102337 | 403328 | 40% | 161331 | 564659 | 2.66% | 15019.9294
Extension | NA | 16.001 |  | 250.6 |  | 525 |  |  | 376 | Open Cut | Road | 726388 | 2898 | 246972 | 973360 | 40% | 389344 | 1362704 | 0% | 0
Upgrade | 2000330197 | 16.007 | 49.8 |  | 300 | 525 |  |  | 376 | Open Cut | Road | 145694 | 2927 | 49536 | 195230 | 40% | 78092 | 273322 | 2.66% | 7270.3652
Upgrade | 2000700879 | 16.007 | 43.4 |  | 300 | 525 |  |  | 376 | Open Cut | Road | 140137 | 3228 | 47647 | 187783 | 40% | 75113 | 262897 | 2.66% | 6993.0602
Upgrade | 2000371858 | 16.007 | 17 |  | 225 | 525 |  |  | 376 | Open Cut | Road | 94615 | 5554 | 32169 | 126784 | 40% | 50714 | 177498 | 2.66% | 4721.4468
Upgrade | 2000070653 | 16.007 | 1.8 |  | 225 | 525 |  |  | 376 | Open Cut | Road | 61901 | 33869 | 21046 | 82948 | 40% | 33179 | 116127 | 2.66% | 3088.9782
Extension | NA | 16.002 |  | 106.4 |  | 525 |  |  | 376 | Open Cut | Road | 297326 | 2793 | 101091 | 398417 | 40% | 159367 | 557784 | 0% | 0
Upgrade | 2000640725 | 16.025 | 13.8 |  | 300 | 825 |  |  | 376 | Open Cut | Road | 112961 | 8181 | 38407 | 151367 | 40% | 60547 | 211914 | 2.66% | 5636.9124
Upgrade | 2000159575 | 16.025 | 18.9 |  | 300 | 825 |  |  | 376 | Open Cut | Road | 116695 | 6188 | 39676 | 156371 | 40% | 62548 | 218919 | 2.66% | 5823.2454
Upgrade | 2000183452 | 16.025 | 63.7 |  | 300 | 825 |  |  | 376 | Open Cut | Road | 306303 | 4806 | 104143 | 410446 | 40% | 164178 | 574624 | 2.66% | 15284.9984
Upgrade | 2000175967 | 16.024 | 41.6 |  | 300 | 675 |  |  | 376 | Open Cut | Road | 158120 | 3799 | 53761 | 211880 | 40% | 84752 | 296633 | 2.66% | 7890.4378
Upgrade | 2000055501 | 16.023 | 99.4 |  | 300 | 525 |  |  | 376 | Open Cut | Road | 285648 | 2873 | 97120 | 382768 | 40% | 153107 | 535875 | 2.66% | 14254.275
Upgrade | 2000282073 | 16.022 | 63.6 |  | 300 | 600 |  |  | 376 | Open Cut | Road | 224788 | 3537 | 76428 | 301216 | 40% | 120486 | 421702 | 2.66% | 11217.2732
Upgrade | 2000740629 | 16.021 | 52.6 |  | 300 | 525 |  |  | 376 | Open Cut | Road | 186472 | 3545 | 63400 | 249872 | 40% | 99949 | 349821 | 2.66% | 9305.2386
Upgrade | 2000809494 | 16.021 | 7.3 |  | 300 | 525 |  |  | 376 | Open Cut | Road | 50291 | 6897 | 17099 | 67390 | 40% | 26956 | 94346 | 2.66% | 2509.6036
Upgrade | 2000681370 | 16.02 | 60.2 |  | 300 | 525 |  |  | 367 | Open Cut | Road | 209440 | 3482 | 71210 | 280650 | 40% | 112260 | 392910 | 2.66% | 10451.406
Upgrade | 2000790779 | 16.02 | 53.2 |  | 300 | 525 |  |  | 367 | Open Cut | Road | 203344 | 3824 | 69137 | 272482 | 40% | 108993 | 381474 | 2.66% | 10147.2084
Upgrade | 2000424297 | 16.019 | 88.7 |  | 300 | 300 |  |  | 367 | Open Cut | Road | 169169 | 1908 | 57518 | 226687 | 40% | 90675 | 317362 | 2.66% | 8441.8292
Extension | NA | 17.009 |  | 94.1 |  | 450 |  |  | 376 | Open Cut | Road | 263815 | 2803 | 89697 | 353511 | 40% | 141405 | 494916 | 0% | 0
Extension | NA | 17.005 |  | 198.9 |  | 750 |  |  | 376 | Open Cut | Road | 805669 | 4050 | 273928 | 1079597 | 40% | 431839 | 1511435 | 0% | 0
Extension | NA | 17.004 |  | 50.9 |  | 450 |  |  | 376 | Open Cut | Road | 174736 | 3430 | 59410 | 234147 | 40% | 93659 | 327805 | 0% | 0
Extension | NA | 17.003 |  | 73.2 |  | 525 |  |  | 376 | Open Cut | Road | 223862 | 3059 | 76113 | 299975 | 40% | 119990 | 419965 | 0% | 0
Upgrade | 2000023579 | B.006 | 7.1 |  | 1800 | 2400 | 5 |  | 376 | Open Cut | Road | 124214 | 17466 | 42233 | 166446 | 40% | 66578 | 233025 | 11.66% | 27165.5884
Upgrade | 2000942073 | 17.035 | 3.5 |  | 1800 | 2400 | 4 |  | 376 | Open Cut | Road | 60264 | 17010 | 20490 | 80753 | 40% | 32301 | 113055 | 11.66% | 13179.7258
Upgrade | 2000535935 | 17.035 | 12.7 |  | 1800 | 2400 | 4 |  | 376 | Open Cut | Road | 198783 | 15627 | 67586 | 266369 | 40% | 106548 | 372916 | 11.66% | 43473.8014
Upgrade | 2000748564 | 17.035 | 13.8 |  | 1800 | 2400 | 5 |  | 376 | Open Cut | Road | 204591 | 14786 | 69561 | 274152 | 40% | 109661 | 383813 | 11.66% | 44744.1519
Upgrade | 2000183940 | 17.035 | 109.1 |  | 1800 | 2400 | 5 | 3 | 376 | Open Cut | Road | 1634996 | 14985 | 555899 | 2190894 | 40% | 876358 | 3067252 | 21% | 644122.92
Upgrade | 2000931586 | 17.037 | 159.2 |  | 1800 | 2400 | 4 | 3 | 376 | Open Cut | Road | 2363055 | 14842 | 803439 | 3166494 | 40% | 1266598 | 4433091 | 21% | 930949.11
Upgrade | 2000374905 | 17.036 | 69 |  | 975 | 1650 |  |  | 376 | Open Cut | Road | 639435 | 9264 | 217408 | 856843 | 40% | 342737 | 1199581 | 2.66% | 31908.8546
Upgrade | 2000167592 | 17.036 | 8.3 |  | 975 | 1650 |  |  | 376 | Open Cut | Road | 97459 | 11704 | 33136 | 130596 | 40% | 52238 | 182834 | 2.66% | 4863.3844
Upgrade | 2000921513 | 17.03 | 29.4 |  | 450 | 675 | 4 | 3 | 376 | Open Cut | Road | 124088 | 4218 | 42190 | 166278 | 40% | 66511 | 232789 | 21% | 48885.69
Upgrade | 2000694125 | 17.03 | 44.3 |  | 450 | 675 | 4 | 2 | 376 | Open Cut | Road | 204158 | 4609 | 69414 | 273572 | 40% | 109429 | 383000 | 0% | 0
Extension | NA | 17.002 |  | 97.8 |  | 525 |  |  | 376 | Open Cut | Road | 284270 | 2906 | 96652 | 380922 | 40% | 152369 | 533291 | 0% | 0
Upgrade | 2000762750 | 17.038 | 82.8 |  | 975 | 1650 |  |  | 376 | Open Cut | Road | 776904 | 9386 | 264147 | 1041051 | 40% | 416421 | 1457472 | 2.66% | 38768.7552
Upgrade | 2000517581 | 17.019 | 42.8 |  | 300 | 1050 |  |  | 376 | Open Cut | Road | 289258 | 6756 | 98348 | 387605 | 40% | 155042 | 542648 | 2.66% | 14434.4368
Upgrade | 2000394306 | 17.018 | 91.9 |  | 300 | 825 |  |  | 376 | Open Cut | Road | 407533 | 4435 | 138561 | 546094 | 40% | 218437 | 764531 | 2.66% | 20336.5246
Upgrade | 2000859497 | 17.018 | 83.9 |  | 300 | 825 | 4 | 3 | 376 | Open Cut | Road | 375873 | 4481 | 127797 | 503670 | 40% | 201468 | 705138 | 21% | 148078.98
Upgrade | 2000589489 | 17.017 | 12.5 |  | 225 | 750 |  |  | 376 | Open Cut | Road | 85934 | 6894 | 29218 | 115152 | 40% | 46061 | 161213 | 2.66% | 4288.2658
Upgrade | 2000622769 | 17.017 | 45.9 |  | 225 | 750 |  |  | 376 | Open Cut | Road | 189715 | 4133 | 64503 | 254219 | 40% | 101687 | 355906 | 2.66% | 9467.0996
Upgrade | 2000627743 | 17.017 | 69.8 |  | 225 | 750 |  |  | 376 | Open Cut | Road | 304949 | 4372 | 103683 | 408632 | 40% | 163453 | 572085 | 2.66% | 15217.461
Upgrade | 2000923377 | 17.017 | 20.2 |  | 225 | 750 |  |  | 376 | Open Cut | Road | 115846 | 5744 | 39388 | 155234 | 40% | 62094 | 217328 | 2.66% | 5780.9248
Upgrade | 3000015173 | 17.016 | 39.3 |  | 225 | 600 |  |  | 376 | Open Cut | Road | 158828 | 4038 | 54002 | 212830 | 40% | 85132 | 297962 | 2.66% | 7925.7892
Upgrade | 3000015172 | 17.016 | 62.7 |  | 225 | 600 |  |  | 376 | Open Cut | Road | 240284 | 3832 | 81696 | 321980 | 40% | 128792 | 450772 | 2.66% | 11990.5352
Upgrade | 2000754530 | 17.016 | 90 |  | 300 | 600 |  |  | 376 | Open Cut | Road | 307336 | 3417 | 104494 | 411830 | 40% | 164732 | 576562 | 2.66% | 15336.5492
Extension | NA | 17.015 |  | 100.1 |  | 375 |  |  | 376 | Open Cut | Road | 237666 | 2374 | 80806 | 318473 | 40% | 127389 | 445862 | 0% | 0
Extension | NA | 17.011 |  | 96.8 |  | 300 |  |  | 376 | Open Cut | Road | 175321 | 1811 | 59609 | 234930 | 40% | 93972 | 328903 | 0% | 0
Upgrade | 2000420950 | 17.021 | 55.9 |  | 225 | 825 |  |  | 376 | Open Cut | Road | 274934 | 4918 | 93477 | 368411 | 40% | 147364 | 515775 | 2.66% | 13719.615
Upgrade | 2000424809 | 17.021 | 17.4 |  | 225 | 825 |  |  | 376 | Open Cut | Road | 114490 | 6576 | 38927 | 153417 | 40% | 61367 | 214784 | 2.66% | 5713.2544
Upgrade | 2000761557 | 17.021 | 12.5 |  | 225 | 825 |  |  | 376 | Open Cut | Road | 111014 | 8860 | 37745 | 148758 | 40% | 59503 | 208261 | 2.66% | 5539.7426
Upgrade | 2000878036 | 17.021 | 39.3 |  | 225 | 825 |  |  | 376 | Open Cut | Road | 186695 | 4753 | 63476 | 250172 | 40% | 100069 | 350240 | 2.66% | 9316.384
Extension | NA | 17.014 |  | 113.8 |  | 750 |  |  | 376 | Open Cut | Road | 467024 | 4105 | 158788 | 625812 | 40% | 250325 | 876137 | 0% | 0
Extension | NA | 17.012 |  | 153.6 |  | 450 |  |  | 376 | Open Cut | Road | 406258 | 2645 | 138128 | 544386 | 40% | 217755 | 762141 | 0% | 0
Extension | NA | 17.013 |  | 74.1 |  | 975 |  |  | 376 | Open Cut | Road | 469982 | 6345 | 159794 | 629776 | 40% | 251910 | 881686 | 0% | 0
Upgrade | 2000404884 | 17.034 | 52.6 |  | 450 | 825 |  |  | 376 | Open Cut | Road | 293234 | 5579 | 99699 | 392933 | 40% | 157173 | 550106 | 2.66% | 14632.8196
Upgrade | 2000477950 | 17.034 | 46.9 |  | 375 | 825 |  |  | 376 | Open Cut | Road | 241176 | 5140 | 82000 | 323175 | 40% | 129270 | 452446 | 2.66% | 12035.0636
Upgrade | 2000903279 | 17.033 | 76.3 |  | 375 | 750 |  |  | 376 | Open Cut | Road | 356622 | 4677 | 121252 | 477874 | 40% | 191150 | 669024 | 2.66% | 17796.0384
Upgrade | 2000882935 | 17.032 | 63.1 |  | 225 | 675 |  |  | 376 | Open Cut | Road | 290462 | 4605 | 98757 | 389220 | 40% | 155688 | 544908 | 2.66% | 14494.5528
Upgrade | 2000545235 | 17.031 | 27.9 |  | 225 | 525 |  |  | 376 | Open Cut | Road | 107188 | 3837 | 36444 | 143632 | 40% | 57453 | 201085 | 2.66% | 5348.861
Upgrade | 2000113950 | 17.031 | 84.9 |  | 225 | 525 |  |  | 376 | Open Cut | Road | 253578 | 2985 | 86216 | 339794 | 40% | 135918 | 475712 | 2.66% | 12653.9392
Upgrade | 2000972924 | 17.026 | 24.9 |  | 900 | 1350 |  |  | 376 | Open Cut | Road | 183799 | 7369 | 62492 | 246291 | 40% | 98516 | 344807 | 2.66% | 9171.8662
Extension | NA | 18.001 |  | 154.9 |  | 525 |  |  | 377 | Open Cut | Road | 485403 | 3133 | 165037 | 650440 | 40% | 260176 | 910616 | 0% | 0
Upgrade | 2000268885 | 18.005 | 61.1 |  | 375 | 825 | 4 | 5 | 377 | Open Cut | Road | 325621 | 5333 | 110711 | 436331 | 40% | 174533 | 610864 | 70% | 427604.8
Upgrade | 2000190863 | 18.004 | 94.3 |  | 225 | 750 |  |  | 377 | Open Cut | Road | 377180 | 4000 | 128241 | 505421 | 40% | 202168 | 707589 | 2.66% | 18821.8674
Upgrade | 2000572710 | 18.004 | 16.2 |  | 225 | 750 |  |  | 377 | Open Cut | Road | 91060 | 5609 | 30960 | 122020 | 40% | 48808 | 170829 | 2.66% | 4544.0514
Upgrade | 2000327450 | 18.009 | 31.6 |  | 225 | 600 |  |  | 377 | Open Cut | Road | 115020 | 3639 | 39107 | 154127 | 40% | 61651 | 215778 | 2.66% | 5739.6948
Upgrade | 2000519107 | 18.009 | 5.1 |  | 225 | 600 |  |  | 377 | Open Cut | Road | 48692 | 9623 | 16555 | 65248 | 40% | 26099 | 91347 | 2.66% | 2429.8302
Extension | NA | 18.002 |  | 84.2 |  | 600 |  |  | 377 | Open Cut | Road | 285034 | 3384 | 96912 | 381946 | 40% | 152778 | 534724 | 0% | 0
Upgrade | 2000362296 | 18.007 | 49.6 |  | 225 | 450 |  |  | 377 | Open Cut | Road | 154454 | 3112 | 52514 | 206968 | 40% | 82787 | 289755 | 2.66% | 7707.483
Upgrade | 2000584120 | 18.007 | 47.6 |  | 375 | 450 |  |  | 377 | Open Cut | Road | 136621 | 2871 | 46451 | 183072 | 40% | 73229 | 256301 | 2.66% | 6817.6066
Upgrade | 2000253021 | 18.007 | 16.1 |  | 225 | 450 |  |  | 377 | Open Cut | Road | 75332 | 4668 | 25613 | 100945 | 40% | 40378 | 141324 | 2.66% | 3759.2184
Upgrade | 2000930015 | 18.008 | 21.3 |  | 225 | 675 |  |  | 377 | Open Cut | Road | 137786 | 6465 | 46847 | 184633 | 40% | 73853 | 258487 | 2.66% | 6875.7542
Upgrade | 2000056987 | 18.008 | 44.9 |  | 375 | 675 |  |  | 377 | Open Cut | Road | 181471 | 4043 | 61700 | 243171 | 40% | 97268 | 340439 | 2.66% | 9055.6774
Upgrade | 2000305026 | 15.018 | 8.3 |  | 750 | 525 |  |  | 377 | Open Cut | Road | 67578 | 8112 | 22976 | 90554 | 40% | 36222 | 126776 | 2.66% | 3372.2416
Upgrade | 2000411898 | 15.018 | 32 |  | 600 | 525 |  |  | 377 | Open Cut | Road | 110751 | 3459 | 37655 | 148407 | 40% | 59363 | 207770 | 2.66% | 5526.682
Upgrade | 2000419406 | 18.01 | 26.2 |  | 600 | 600 |  |  | 377 | Open Cut | Road | 109432 | 4177 | 37207 | 146638 | 40% | 58655 | 205294 | 2.66% | 5460.8204
Upgrade | 2000779948 | B.015 | 31.5 |  | 450 | 975 |  |  | 376 | Open Cut | Road | 255202 | 8100 | 86769 | 341970 | 40% | 136788 | 478759 | 2.66% | 12734.9894
Upgrade | 2000633756 | B.014 | 21.7 |  | 225 | 450 |  |  | 376 | Open Cut | Road | 79308 | 3652 | 26965 | 106272 | 40% | 42509 | 148781 | 2.66% | 3957.5746
Extension | NA | B.002 |  | 70.9 |  | 450 |  |  | 376 | Open Cut | Road | 191995 | 2709 | 65278 | 257274 | 40% | 102909 | 360183 | 0% | 0
Upgrade | 2000532991 | B.013 | 57.2 |  | 375 | 825 | 4 | 4 | 376 | Open Cut | Road | 276868 | 4842 | 94135 | 371004 | 40% | 148401 | 519405 | 70% | 363583.5
Upgrade | 2000705498 | B.012 | 56.1 |  | 225 | 750 |  |  | 376 | Open Cut | Road | 247511 | 4412 | 84154 | 331664 | 40% | 132666 | 464330 | 2.66% | 12351.178
Upgrade | 2000158150 | B.012 | 33.6 |  | 225 | 750 |  |  | 376 | Open Cut | Road | 153553 | 4569 | 52208 | 205761 | 40% | 82304 | 288066 | 2.66% | 7662.5556
Upgrade | 2000628322 | B.011 | 27.7 |  | 300 | 600 | 4 | 3 | 376 | Open Cut | Road | 110981 | 4007 | 37733 | 148714 | 40% | 59486 | 208200 | 21% | 43722
Upgrade | 2000773104 | B.011 | 14.1 |  | 300 | 600 |  |  | 376 | Open Cut | Road | 77441 | 5507 | 26330 | 103771 | 40% | 41508 | 145279 | 2.66% | 3864.4214
Upgrade | 2000015457 | B.011 | 42.5 |  | 300 | 600 | 4 | 3 | 376 | Open Cut | Road | 162110 | 3814 | 55117 | 217228 | 40% | 86891 | 304119 | 21% | 63864.99
Upgrade | 2000772131 | B.010 | 17 |  | 375 | 525 |  |  | 376 | Open Cut | Road | 94575 | 5566 | 32156 | 126731 | 40% | 50692 | 177423 | 2.66% | 4719.4518
Upgrade | 2000324833 | B.010 | 23.3 |  | 225 | 525 |  |  | 376 | Open Cut | Road | 100084 | 4295 | 34029 | 134113 | 40% | 53645 | 187758 | 2.66% | 4994.3628
Extension | NA | B.001 |  | 83.2 |  | 525 |  |  | 376 | Open Cut | Road | 268470 | 3225 | 91280 | 359750 | 40% | 143900 | 503650 | 0% | 0
Upgrade | 2000058627 | 1.013 | 86 |  | 600 | 1050 | 4 | 3 | 385 | Open Cut | Road | 589963 | 6860 | 200587 | 790550 | 40% | 316220 | 1106771 | 21% | 232421.91
Upgrade | 2000844010 | 1.013 | 115.8 |  | 600 | 1050 |  |  | 385 | Open Cut | Road | 762838 | 6589 | 259365 | 1022203 | 40% | 408881 | 1431084 | 2.66% | 38066.8344
Upgrade | 2000498982 | 1.013 | 22.7 |  | 600 | 1050 |  |  | 385 | Open Cut | Road | 180556 | 7945 | 61389 | 241945 | 40% | 96778 | 338723 | 2.66% | 9010.0318
Upgrade | 2000604018 | 1.013 | 97.6 |  | 600 | 1050 |  |  | 385 | Open Cut | Road | 619722 | 6352 | 210706 | 830428 | 40% | 332171 | 1162599 | 2.66% | 30925.1334
Upgrade | 2000827921 | 1.019 | 108.9 |  | 450 | 900 |  |  | 385 | Open Cut | Road | 577914 | 5305 | 196491 | 774405 | 40% | 309762 | 1084166 | 2.66% | 28838.8156
Upgrade | 2000325732 | 1.015 | 64.8 |  | 300 | 675 |  |  | 385 | Open Cut | Road | 269152 | 4152 | 91512 | 360664 | 40% | 144266 | 504930 | 2.66% | 13431.138
Upgrade | 2000238785 | 1.015 | 66.5 |  | 225 | 675 |  |  | 385 | Open Cut | Road | 271197 | 4076 | 92207 | 363404 | 40% | 145362 | 508766 | 2.66% | 13533.1756
Upgrade | 2000230928 | 1.014 | 66.3 |  | 375 | 675 |  |  | 385 | Open Cut | Road | 270911 | 4087 | 92110 | 363021 | 40% | 145208 | 508229 | 2.66% | 13518.8914
Upgrade | 2000362737 | 1.018 | 17.4 |  | 300 | 600 |  |  | 385 | Open Cut | Road | 80941 | 4639 | 27520 | 108460 | 40% | 43384 | 151844 | 2.66% | 4039.0504
Upgrade | 3000056030 | 1.018 | 18.8 |  | 300 | 600 |  |  | 385 | Open Cut | Road | 82312 | 4385 | 27986 | 110298 | 40% | 44119 | 154417 | 2.66% | 4107.4922
Upgrade | 3000056031 | 1.018 | 28.4 |  | 300 | 600 |  |  | 385 | Open Cut | Road | 111724 | 3932 | 37986 | 149710 | 40% | 59884 | 209594 | 2.66% | 5575.2004
Extension | NA | 1.001 |  | 78.1 |  | 600 |  |  | 385 | Open Cut | Road | 259265 | 3320 | 88150 | 347415 | 40% | 138966 | 486381 | 0% | 0
Extension | NA | 1.003 |  | 90.8 |  | 525 |  |  | 385 | Open Cut | Road | 278158 | 3062 | 94574 | 372732 | 40% | 149093 | 521824 | 0% | 0
Extension | NA | 1.002 |  | 65.2 |  | 375 |  |  | 385 | Open Cut | Road | 155990 | 2394 | 53037 | 209026 | 40% | 83611 | 292637 | 0% | 0
Extension | NA | 1.009 |  | 59.1 |  | 375 |  |  | 385 | Open Cut | Road | 149717 | 2533 | 50904 | 200620 | 40% | 80248 | 280868 | 0% | 0
Extension | NA | 1.008 |  | 94.7 |  | 450 |  |  | 385 | Open Cut | Road | 264243 | 2790 | 89843 | 354086 | 40% | 141634 | 495720 | 0% | 0
Upgrade | 2000680737 | 1.02 | 7.4 |  | 750 | 1125 |  |  | 385 | Open Cut | Road | 143959 | 19459 | 48946 | 192906 | 40% | 77162 | 270068 | 2.66% | 7183.8088
Upgrade | 2000885978 | 1.02 | 60.5 |  | 525 | 1125 |  |  | 385 | Open Cut | Road | 440660 | 7278 | 149824 | 590485 | 40% | 236194 | 826679 | 2.66% | 21989.6614
Upgrade | 2000932863 | 1.016 | 75.9 |  | 300 | 525 |  |  | 385 | Open Cut | Road | 226213 | 2982 | 76912 | 303125 | 40% | 121250 | 424375 | 2.66% | 11288.375
Upgrade | 2000366392 | 1.021 | 4.1 |  | 525 | 1050 |  |  | 385 | Open Cut | Road | 74836 | 18226 | 25444 | 100280 | 40% | 40112 | 140391 | 2.66% | 3734.4006
Upgrade | 2000041168 | 1.021 | 15.6 |  | 450 | 1050 |  |  | 385 | Open Cut | Road | 143386 | 9212 | 48751 | 192138 | 40% | 76855 | 268993 | 2.66% | 7155.2138
Upgrade | 2000242054 | 1.021 | 57.7 |  | 450 | 1050 |  |  | 385 | Open Cut | Road | 402929 | 6985 | 136996 | 539925 | 40% | 215970 | 755894 | 2.66% | 20106.7804
Upgrade | 3000044890 | 1.021 | 20.6 | 0 | 450 | 1050 |  |  | 385 | Open Cut | Road | 176317 | 8547 | 59948 | 236265 | 40% | 94506 | 330770 | 2.66% | 8798.482
Upgrade | 2000601169 | 1.021 | 31.9 |  | 450 | 1050 |  |  | 385 | Open Cut | Road | 221839 | 6950 | 75425 | 297264 | 40% | 118906 | 416169 | 2.66% | 11070.0954
Upgrade | 3000044891 | 1.011 | 28 |  | 450 | 825 |  |  | 385 | Open Cut | Road | 149998 | 5365 | 50999 | 200997 | 40% | 80399 | 281396 | 2.66% | 7485.1336
Upgrade | 2000884052 | 1.011 | 31.6 |  | 450 | 825 |  |  | 385 | Open Cut | Road | 155579 | 4920 | 52897 | 208476 | 40% | 83390 | 291866 | 2.66% | 7763.6356
Upgrade | 2000276111 | 1.011 | 32.2 |  | 450 | 825 |  |  | 385 | Open Cut | Road | 156450 | 4860 | 53193 | 209642 | 40% | 83857 | 293499 | 2.66% | 7807.0734
Upgrade | 2000467474 | 1.011 | 142.6 |  | 375 | 825 |  |  | 385 | Open Cut | Road | 625405 | 4387 | 212638 | 838043 | 40% | 335217 | 1173260 | 2.66% | 31208.716
Upgrade | 2000779227 | 1.011 | 11 |  | 375 | 825 |  |  | 385 | Open Cut | Road | 85215 | 7778 | 28973 | 114189 | 40% | 45675 | 159864 | 2.66% | 4252.3824
Extension | NA | 1.012 |  | 82.2 |  | 675 |  |  | 385 | Open Cut | Road | 309410 | 3763 | 105199 | 414609 | 40% | 165844 | 580453 | 0% | 0
Extension | NA | 1.006 |  | 124.7 |  | 600 |  |  | 385 | Open Cut | Road | 403600 | 3237 | 137224 | 540824 | 40% | 216329 | 757153 | 0% | 0
Extension | NA | 1.004 |  | 61.8 |  | 525 |  |  | 385 | Open Cut | Road | 194532 | 3146 | 66141 | 260673 | 40% | 104269 | 364942 | 0% | 0
Extension | NA | 1.005 |  | 152.6 |  | 675 |  |  | 385 | Open Cut | Road | 579603 | 3798 | 197065 | 776668 | 40% | 310667 | 1087336 | 0% | 0
Upgrade | 2000096338 | 1.017 | 23.7 |  | 225 | 750 |  |  | 385 | Open Cut | Road | 123462 | 5217 | 48960 | 192960 | 40% | 77184 | 270143 | 2.66% | 7185.8038
Upgrade | 2000567122 | 1.017 | 23.6 |  | 225 | 750 |  |  | 385 | Open Cut | Road | 107043 | 4530 | 40987 | 161537 | 40% | 64615 | 226151 | 2.66% | 6015.6166
Upgrade | 2000078112 | 1.017 | 31 |  | 225 | 750 |  |  | 385 | Open Cut | Road | 114803 | 3698 | 51026 | 201102 | 40% | 80441 | 281543 | 2.66% | 7489.0438
Upgrade | 3000162117 | 1.017 | 35.3 |  | 225 | 750 |  |  | 385 | Open Cut | Road | 138732 | 3925 | 53012 | 208929 | 40% | 83572 | 292501 | 2.66% | 7780.5266
Upgrade | 2000060135 | 1.017 | 53.9 |  | 225 | 750 |  |  | 385 | Open Cut | Road | 215445 | 3995 | 83148 | 327700 | 40% | 131080 | 458780 | 2.66% | 12203.548
Upgrade | 2000519928 | 1.017 | 27.3 |  | 225 | 750 |  |  | 385 | Open Cut | Road | 110893 | 4061 | 42689 | 168244 | 40% | 67298 | 235542 | 2.66% | 6265.4172
Upgrade | 2000063396 | 1.017 | 28.8 |  | 225 | 750 |  |  | 385 | Open Cut | Road | 112445 | 3905 | 49983 | 196994 | 40% | 78798 | 275791 | 2.66% | 7336.0406
Extension | NA | 1.01 |  | 78 |  | 600 |  |  | 385 | Open Cut | Road | 217312 | 2785 | 88121 | 347302 | 40% | 138921 | 486223 | 0% | 0
Upgrade | 2000484758 | 2.015 | 24.3 |  | 450 | 675 |  |  | 385 | Open Cut | Road | 141409 | 5810 | 48079 | 189488 | 40% | 75795 | 265283 | 2.66% | 7056.5278
Upgrade | 2000442952 | 2.015 | 74.1 |  | 450 | 675 |  |  | 385 | Open Cut | Road | 299675 | 4045 | 101890 | 401565 | 40% | 160626 | 562191 | 2.66% | 14954.2806
Upgrade | 2000874869 | 2.015 | 20.1 |  | 225 | 675 |  |  | 385 | Open Cut | Road | 93556 | 4644 | 31809 | 125365 | 40% | 50146 | 175511 | 2.66% | 4668.5926
Upgrade | 2000536595 | 2.015 | 53.8 |  | 225 | 675 |  |  | 385 | Open Cut | Road | 236564 | 4395 | 80432 | 316996 | 40% | 126798 | 443794 | 2.66% | 11804.9204
Upgrade | 2000134287 | 2.015 | 5.6 |  | 225 | 675 |  |  | 385 | Open Cut | Road | 56715 | 10124 | 19283 | 75999 | 40% | 30399 | 106398 | 2.66% | 2830.1868
Upgrade | 2000972981 | 2.015 | 7.1 |  | 225 | 675 |  |  | 385 | Open Cut | Road | 58534 | 8219 | 19902 | 78436 | 40% | 31374 | 109811 | 2.66% | 2920.9726
Upgrade | 2000670809 | 2.015 | 64.6 |  | 225 | 675 |  |  | 385 | Open Cut | Road | 268937 | 4161 | 91439 | 360375 | 40% | 144150 | 504525 | 2.66% | 13420.365
Upgrade | 2000222998 | 2.015 | 10.7 |  | 225 | 675 |  |  | 385 | Open Cut | Road | 82261 | 7683 | 27969 | 110230 | 40% | 44092 | 154323 | 2.66% | 4104.9918
Extension | NA | 2.048 |  | 73.1 |  | 450 |  |  | 385 | Open Cut | Road | 213038 | 2913 | 72433 | 285471 | 40% | 114188 | 399660 | 0% | 0
Extension | NA | 2.05 |  | 76.9 |  | 600 |  |  | 385 | Open Cut | Road | 216498 | 2815 | 87726 | 345743 | 40% | 138297 | 484040 | 0% | 0
Upgrade | 3000186341 | 2.031 | 21.3 |  | 450 | 825 |  |  | 385 | Open Cut | Road | 143845 | 6747 | 48907 | 192753 | 40% | 77101 | 269854 | 2.66% | 7178.1164
Upgrade | 2000605256 | 2.031 | 29 |  | 450 | 825 |  |  | 385 | Open Cut | Road | 151550 | 5230 | 51527 | 203077 | 40% | 81231 | 284307 | 2.66% | 7562.5662
Upgrade | 2000033426 | 2.031 | 81.6 |  | 450 | 825 | 4 | 2 | 385 | Open Cut | Road | 372340 | 4565 | 126596 | 498936 | 40% | 199574 | 698510 | 0% | 0
Upgrade | 2000014482 | 2.06 | 62.7 |  | 450 | 825 |  |  | 385 | Open Cut | Road | 304678 | 4862 | 103590 | 408268 | 40% | 163307 | 571576 | 2.66% | 15203.9216
Upgrade | 2000074123 | 2.06 | 54.4 |  | 300 | 825 | 4 | 3 | 385 | Open Cut | Road | 272588 | 5014 | 92680 | 365268 | 40% | 146107 | 511376 | 21% | 107388.96
Upgrade | 2000261028 | 2.059 | 85.3 |  | 300 | 750 |  |  | 385 | Open Cut | Road | 345538 | 4050 | 117483 | 463020 | 40% | 185208 | 648228 | 2.66% | 17242.8648
Upgrade | 2000297254 | 2.058 | 18.4 |  | 300 | 600 |  |  | 385 | Open Cut | Road | 81953 | 4448 | 27864 | 109817 | 40% | 43927 | 153743 | 2.66% | 4089.5638
Upgrade | 2000030487 | 2.058 | 61.5 |  | 300 | 600 |  |  | 385 | Open Cut | Road | 222618 | 3622 | 75690 | 298309 | 40% | 119323 | 417632 | 2.66% | 11109.0112
Extension | NA | 2.049 |  | 112.9 |  | 525 |  |  | 385 | Open Cut | Road | 335713 | 2974 | 114143 | 449856 | 40% | 179942 | 629799 | 0% | 0
Upgrade | 2000219616 | 2.013 | 5.1 |  | 225 | 750 |  |  | 385 | Open Cut | Road | 79825 | 15781 | 27140 | 106965 | 40% | 42786 | 149751 | 2.66% | 3983.3766
Upgrade | 3000184635 | 2.013 | 8 |  | 225 | 750 |  |  | 385 | Open Cut | Road | 60440 | 7544 | 20550 | 80990 | 40% | 32396 | 113386 | 2.66% | 3016.0676
Upgrade | 3000184637 | 2.013 | 2.3 |  | 225 | 750 |  |  | 385 | Open Cut | Road | 29226 | 12906 | 9937 | 39163 | 40% | 15665 | 54828 | 2.66% | 1458.4248
Upgrade | 2000567397 | 2.013 | 58.1 |  | 225 | 750 |  |  | 385 | Open Cut | Road | 269630 | 4643 | 91674 | 361304 | 40% | 144522 | 505826 | 2.66% | 13454.9716
Upgrade | 2000220933 | 2.013 | 63.1 |  | 225 | 750 |  |  | 385 | Open Cut | Road | 276411 | 4383 | 93980 | 370390 | 40% | 148156 | 518546 | 2.66% | 13793.3236
Upgrade | 3000149484 | 2.013 | 41.1 |  | 225 | 750 |  |  | 385 | Open Cut | Road | 183151 | 4459 | 62271 | 245422 | 40% | 98169 | 343590 | 2.66% | 9139.494
Upgrade | 2000386034 | 2.013 | 49.3 |  | 225 | 750 |  |  | 385 | Open Cut | Road | 213741 | 4337 | 72672 | 286413 | 40% | 114565 | 400978 | 2.66% | 10666.0148
Upgrade | 2000292132 | 2.013 | 71.3 |  | 150 | 750 |  |  | 385 | Open Cut | Road | 307070 | 4306 | 104404 | 411473 | 40% | 164589 | 576063 | 2.66% | 15323.2758
Upgrade | 2000071755 | 2.013 | 12.8 | 0 | 225 | 750 |  |  | 385 | Open Cut | Road | 86361 | 6758 | 29363 | 115724 | 40% | 46290 | 162014 | 2.66% | 4309.5724
Extension | NA | 2.047 |  | 65.5 |  | 525 |  |  | 385 | Open Cut | Road | 217185 | 3315 | 73843 | 291028 | 40% | 116411 | 407439 | 0% | 0
Extension | NA | 2.014 |  | 171.1 |  | 675 |  |  | 385 | Open Cut | Road | 540245 | 3158 | 183683 | 723928 | 40% | 289571 | 1013499 | 0% | 0
Upgrade | 2000530041 | 2.03 | 8.9 |  | 450 | 900 |  |  | 385 | Open Cut | Road | 60812 | 6841 | 30452 | 120017 | 40% | 48007 | 168024 | 2.66% | 4469.4384
Upgrade | 2000668842 | 2.03 | 79.8 |  | 225 | 900 |  |  | 385 | Open Cut | Road | 327424 | 4103 | 148614 | 585713 | 40% | 234285 | 819998 | 2.66% | 21811.9468
Upgrade | 2000964455 | 2.041 | 51.6 |  | 225 | 750 |  |  | 385 | Open Cut | Road | 241335 | 4681 | 82054 | 323389 | 40% | 129356 | 452744 | 2.66% | 12042.9904
Extension | NA | 2.021 |  | 85.1 |  | 600 |  |  | 385 | Open Cut | Road | 285953 | 3360 | 97224 | 383177 | 40% | 153271 | 536448 | 0% | 0
Extension | NA | 2.04 |  | 184.8 |  | 750 |  |  | 385 | Open Cut | Road | 743551 | 4025 | 252807 | 996359 | 40% | 398543 | 1394902 | 0% | 0
Extension | NA | 2.01 |  | 79.5 |  | 375 |  |  | 385 | Open Cut | Road | 163945 | 2062 | 55741 | 219686 | 40% | 87874 | 307560 | 0% | 0
Upgrade | 2000240812 | 2.029 | 70.7 |  | 225 | 600 |  |  | 385 | Open Cut | Road | 228367 | 3232 | 91100 | 359042 | 40% | 143617 | 502659 | 2.66% | 13370.7294
Extension | NA | 2.017 |  | 266.7 |  | 750 |  |  | 385 | Open Cut | Road | 782638 | 2934 | 319105 | 1257648 | 40% | 503059 | 1760707 | 0% | 0
Extension | NA | 2.018 |  | 142.3 |  | 525 |  |  | 385 | Open Cut | Road | 403327 | 2834 | 137131 | 540458 | 40% | 216183 | 756641 | 0% | 0
Extension | NA | 2.043 |  | 93 |  | 525 |  |  | 385 | Open Cut | Road | 296405 | 3188 | 100778 | 397183 | 40% | 158873 | 556057 | 0% | 0
Extension | NA | 2.007 |  | 383.3 |  | 825 |  |  | 385 | Open Cut | Road | 1656705 | 4322 | 563280 | 2219985 | 40% | 887994 | 3107979 | 0% | 0
Extension | NA | 2.008 |  | 83.7 |  | 600 |  |  | 385 | Open Cut | Road | 268067 | 3204 | 91143 | 359210 | 40% | 143684 | 502894 | 0% | 0
Extension | NA | 2.037 |  | 199 |  | 750 |  |  | 385 | Open Cut | Road | 782340 | 3932 | 265996 | 1048335 | 40% | 419334 | 1467670 | 0% | 0
Extension | NA | 2.005 |  | 70.6 |  | 525 |  |  | 385 | Open Cut | Road | 221646 | 3138 | 75360 | 297006 | 40% | 118802 | 415808 | 0% | 0
Extension | NA | 2.003 |  | 135 |  | 675 |  |  | 386 | Open Cut | Road | 494704 | 3665 | 168199 | 662903 | 40% | 265161 | 928064 | 0% | 0
Extension | NA | 2.004 |  | 123 |  | 900 |  |  | 386 | Open Cut | Road | 646985 | 5262 | 219975 | 866960 | 40% | 346784 | 1213745 | 0% | 0
Extension | NA | 2.046 |  | 207.1 |  | 600 |  |  | 386 | Open Cut | Road | 661660 | 3196 | 224964 | 886625 | 40% | 354650 | 1241275 | 0% | 0
Extension | NA | 2.051 |  | 108.8 |  | 525 |  |  | 386 | Open Cut | Road | 332184 | 3052 | 112943 | 445127 | 40% | 178051 | 623178 | 0% | 0
Extension | NA | 2.036 |  | 130.9 |  | 750 |  |  | 386 | Open Cut | Road | 552570 | 4222 | 187874 | 740444 | 40% | 296178 | 1036621 | 0% | 0
Extension | NA | 2.035 |  | 103.1 |  | 525 |  |  | 386 | Open Cut | Road | 327165 | 3174 | 111236 | 438400 | 40% | 175360 | 613761 | 0% | 0
Extension | NA | 2.006 |  | 338.9 |  | 675 |  |  | 386 | Open Cut | Road | 1227247 | 3621 | 417264 | 1644511 | 40% | 657805 | 2302316 | 0% | 0
Upgrade | 3000103031 | 2.028 | 189.9 |  | 450 | 675 | 5 |  | 385 | Open Cut | Road | 725370 | 3820 | 246626 | 971996 | 40% | 388798 | 1360794 | 11.66% | 158638.6429
Upgrade | 2000136008 | 2.028 | 9.7 |  | 525 | 675 | 5 | 1 | 385 | Open Cut | Road | 61637 | 6344 | 20957 | 82594 | 40% | 33038 | 115631 | 0% | 0
Upgrade | 2000689836 | 2.028 | 45.8 |  | 450 | 675 | 4 | 1 | 385 | Open Cut | Road | 182510 | 3989 | 62053 | 244563 | 40% | 97825 | 342388 | 0% | 0
Upgrade | 2000532271 | 2.002 | 100.4 |  | 600 | 1275 | 5 | 2 | 385 | Open Cut | Road | 684306 | 6813 | 232664 | 916969 | 40% | 366788 | 1283757 | 0% | 0
Upgrade | 2000351679 | 2.002 | 262.7 |  | 600 | 1275 |  |  | 385 | Open Cut | Road | 1768934 | 6734 | 601438 | 2370372 | 40% | 948149 | 3318521 | 2.66% | 88272.6586
Upgrade | 2000674144 | 2.002 | 41.2 |  | 600 | 1275 | 5 | 2 | 385 | Open Cut | Road | 289090 | 7024 | 98291 | 387381 | 40% | 154952 | 542333 | 0% | 0
Extension | NA | 2.055 |  | 289.2 |  | 1125 |  |  | 385 | Open Cut | Road | 1932089 | 6681 | 656910 | 2588999 | 40% | 1035600 | 3624599 | 0% | 0
Extension | NA | 2.056 |  | 66.8 |  | 375 |  |  | 385 | Open Cut | Road | 156904 | 2349 | 53347 | 210252 | 40% | 84101 | 294353 | 0% | 0
Extension | NA | 2.052 |  | 166.4 |  | 750 |  |  | 386 | Open Cut | Road | 679784 | 4084 | 231127 | 910911 | 40% | 364364 | 1275275 | 0% | 0
Upgrade | 2000591373 | 2.034 | 45.4 |  | 150 | 525 |  |  | 385 | Open Cut | Road | 141905 | 3123 | 48248 | 190153 | 40% | 76061 | 266214 | 2.66% | 7081.2924
Extension | NA | 2.057 |  | 36.3 |  | 375 |  |  | 385 | Open Cut | Road | 90964 | 2505 | 30928 | 121891 | 40% | 48756 | 170648 | 0% | 0
Upgrade | 2000049586 | 2.053 | 37.5 |  | 300 | 900 |  |  | 386 | Open Cut | Road | 205938 | 5493 | 70019 | 275957 | 40% | 110383 | 386340 | 2.66% | 10276.644
Upgrade | 2000415719 | 2.053 | 24.6 |  | 300 | 900 |  |  | 386 | Open Cut | Road | 161458 | 6566 | 54896 | 216354 | 40% | 86542 | 302896 | 2.66% | 8057.0336
Upgrade | 2000136540 | 2.053 | 35.1 |  | 600 | 900 | 4 | 1 | 386 | Open Cut | Road | 201923 | 5751 | 68654 | 270576 | 40% | 108231 | 378807 | 0% | 0
Upgrade | 2000426665 | 2.053 | 57.4 |  | 375 | 900 |  |  | 386 | Open Cut | Road | 331173 | 5771 | 112599 | 443772 | 40% | 177509 | 621280 | 2.66% | 16526.048
Upgrade | 3000109318 | 2.053 | 9.3 |  | 375 | 900 |  |  | 386 | Open Cut | Road | 90315 | 9677 | 30707 | 121022 | 40% | 48409 | 169430 | 2.66% | 4506.838
Upgrade | 2000769782 | 2.054 | 2.7 |  | 600 | 600 | 4 | 1 | 386 | Open Cut | Road | 46263 | 17067 | 15729 | 61992 | 40% | 24797 | 86789 | 0% | 0
Upgrade | 2000475435 | 2.054 | 10.3 |  | 600 | 600 |  |  | 386 | Open Cut | Road | 37685 | 3675 | 12813 | 50498 | 40% | 20199 | 70697 | 2.66% | 1880.5402
Upgrade | 2000969415 | 2.054 | 3.1 |  | 600 | 600 |  |  | 386 | Open Cut | Road | 30241 | 9891 | 10282 | 40524 | 40% | 16209 | 56733 | 2.66% | 1509.0978
Upgrade | 3000173409 | 2.054 | 5.1 |  | 600 | 600 | 5 |  | 386 | Open Cut | Road | 48761 | 9511 | 16579 | 65340 | 40% | 26136 | 91476 | 11.66% | 10664.0891
Upgrade | 2000228684 | 2.054 | 27 |  | 600 | 600 |  |  | 386 | Open Cut | Road | 110231 | 4087 | 37479 | 147709 | 40% | 59084 | 206793 | 2.66% | 5500.6938
Extension | NA | 4.001 |  | 178.1 |  | 825 |  |  | 386 | Open Cut | Road | 781296 | 4387 | 265641 | 1046937 | 40% | 418775 | 1465711 | 0% | 0
Upgrade | 3000129640 | 2.024 | 18.5 |  | 900 | 1200 |  |  | 385 | Open Cut | Road | 216360 | 11685 | 73563 | 289923 | 40% | 115969 | 405892 | 2.66% | 10796.7272
Upgrade | 2000433840 | 2.024 | 25 |  | 525 | 1200 | 4 | 1 | 385 | Open Cut | Road | 215270 | 8623 | 73192 | 288461 | 40% | 115384 | 403846 | 0% | 0
Upgrade | 3000129639 | 2.024 | 20.5 |  | 525 | 1200 | 4 |  | 385 | Open Cut | Road | 181993 | 8887 | 61877 | 243870 | 40% | 97548 | 341418 | 11.66% | 39801.8276
Upgrade | 2000517949 | 3.055 | 41.4 |  | 225 | 750 | 5 | 2 | 385 | Open Cut | Road | 207043 | 4996 | 70395 | 277438 | 40% | 110975 | 388413 | 0% | 0
Upgrade | 2000920470 | 3.054 | 14.3 |  | 225 | 600 |  |  | 385 | Open Cut | Road | 77680 | 5435 | 26411 | 104091 | 40% | 41636 | 145727 | 2.66% | 3876.3382
Upgrade | 2000562656 | 3.054 | 56.6 |  | 525 | 600 | 4 | 2 | 385 | Open Cut | Road | 198103 | 3503 | 67355 | 265459 | 40% | 106183 | 371642 | 0% | 0
Extension | NA | 3.031 |  | 99.1 |  | 525 |  |  | 385 | Open Cut | Road | 285388 | 2879 | 97032 | 382420 | 40% | 152968 | 535388 | 0% | 0
Extension | NA | 3.034 |  | 72.5 |  | 375 |  |  | 387 | Open Cut | Road | 160069 | 2207 | 54423 | 214492 | 40% | 85797 | 300289 | 0% | 0
Extension | NA | 3.024 |  | 146.2 |  | 525 |  |  | 385 | Open Cut | Road | 423107 | 2894 | 143856 | 566964 | 40% | 226786 | 793749 | 0% | 0
Extension | NA | 3.033 |  | 68.5 |  | 525 |  |  | 387 | Open Cut | Road | 236126 | 3449 | 80283 | 316409 | 40% | 126564 | 442973 | 0% | 0
Extension | NA | 3.035 |  | 62.1 |  | 450 |  |  | 387 | Open Cut | Road | 185719 | 2992 | 63144 | 248863 | 40% | 99545 | 348408 | 0% | 0
Extension | NA | 3.032 |  | 98.8 |  | 525 |  |  | 387 | Open Cut | Road | 285144 | 2885 | 96949 | 382093 | 40% | 152837 | 534930 | 0% | 0
Extension | NA | 3.029 |  | 122.8 |  | 750 |  |  | 387 | Open Cut | Road | 498744 | 4062 | 169573 | 668316 | 40% | 267327 | 935643 | 0% | 0
Upgrade | 2000032235 | 3.044 | 9.3 |  | 300 | 825 |  |  | 387 | Open Cut | Road | 106166 | 11356 | 36096 | 142262 | 40% | 56905 | 199167 | 2.66% | 5297.8422
Upgrade | 2000647843 | 3.044 | 41.1 |  | 300 | 825 | 4 | 2 | 387 | Open Cut | Road | 189400 | 4613 | 64396 | 253797 | 40% | 101519 | 355315 | 0% | 0
Upgrade | 2000765076 | 3.044 | 39.1 |  | 300 | 825 |  |  | 387 | Open Cut | Road | 186398 | 4769 | 63375 | 249773 | 40% | 99909 | 349682 | 2.66% | 9301.5412
Upgrade | 2000470862 | 3.044 | 19.5 |  | 225 | 825 |  |  | 387 | Open Cut | Road | 117670 | 6035 | 40008 | 157678 | 40% | 63071 | 220749 | 2.66% | 5871.9234
Upgrade | 2000679713 | 3.044 | 15.6 | 0 | 225 | 825 |  |  | 387 | Open Cut | Road | 88321 | 5657 | 30029 | 118350 | 40% | 47340 | 165690 | 2.66% | 4407.354
Upgrade | 2000097457 | 3.044 | 57.5 |  | 225 | 825 |  |  | 387 | Open Cut | Road | 277409 | 4822 | 94319 | 371728 | 40% | 148691 | 520419 | 2.66% | 13843.1454
Upgrade | 3000126067 | 3.044 | 11.3 |  | 225 | 825 |  |  | 387 | Open Cut | Road | 85708 | 7598 | 29141 | 114849 | 40% | 45940 | 160789 | 2.66% | 4276.9874
Extension | NA | 3.028 |  | 78.5 |  | 525 |  |  | 387 | Open Cut | Road | 247963 | 3158 | 84307 | 332270 | 40% | 132908 | 465178 | 0% | 0
Extension | NA | 3.021 |  | 73.7 |  | 525 |  |  | 387 | Open Cut | Road | 224323 | 3044 | 76270 | 300592 | 40% | 120237 | 420829 | 0% | 0
Upgrade | 2000488518 | 3.037 | 51.6 |  | 225 | 1275 |  |  | 387 | Open Cut | Road | 358628 | 6955 | 121934 | 480561 | 40% | 192225 | 672786 | 2.66% | 17896.1076
Upgrade | 2000793373 | 3.037 | 14.8 |  | 225 | 1275 |  |  | 387 | Open Cut | Road | 108976 | 7359 | 37052 | 146028 | 40% | 58411 | 204440 | 2.66% | 5438.104
Extension | NA | 3.03 |  | 44.1 |  | 375 |  |  | 387 | Open Cut | Road | 95259 | 2162 | 32388 | 127647 | 40% | 51059 | 178706 | 0% | 0
Upgrade | 2000580880 | 3.042 | 48.2 |  | 225 | 450 |  |  | 387 | Open Cut | Road | 137083 | 2842 | 46608 | 183692 | 40% | 73477 | 257169 | 2.66% | 6840.6954
Upgrade | 2000192942 | 3.042 | 51 |  | 225 | 450 |  |  | 387 | Open Cut | Road | 158393 | 3106 | 53854 | 212246 | 40% | 84899 | 297145 | 2.66% | 7904.057
Upgrade | 2000884109 | 3.041 | 34.5 |  | 150 | 525 |  |  | 387 | Open Cut | Road | 112884 | 3276 | 38380 | 151264 | 40% | 60506 | 211770 | 2.66% | 5633.082
Upgrade | 2000497060 | 3.041 | 25.5 |  | 225 | 525 |  |  | 387 | Open Cut | Road | 85617 | 3359 | 29110 | 114727 | 40% | 45891 | 160618 | 2.66% | 4272.4388
Upgrade | 2000194954 | 3.041 | 9.6 |  | 225 | 525 |  |  | 387 | Open Cut | Road | 52288 | 5459 | 17778 | 70065 | 40% | 28026 | 98092 | 2.66% | 2609.2472
Upgrade | 2000420663 | 3.041 | 22.4 |  | 225 | 525 |  |  | 387 | Open Cut | Road | 99310 | 4431 | 33765 | 133076 | 40% | 53230 | 186306 | 2.66% | 4955.7396
Upgrade | 2000825343 | 3.041 | 15.6 |  | 225 | 525 |  |  | 387 | Open Cut | Road | 77012 | 4926 | 26184 | 103196 | 40% | 41278 | 144474 | 2.66% | 3843.0084
Upgrade | 2000038519 | 3.041 | 6.2 | 0 | 225 | 525 |  |  | 387 | Open Cut | Road | 49328 | 7971 | 16772 | 66099 | 40% | 26440 | 92539 | 2.66% | 2461.5374
Upgrade | 2000391422 | 3.041 | 26.4 |  | 225 | 525 |  |  | 387 | Open Cut | Road | 105879 | 4005 | 35999 | 141878 | 40% | 56751 | 198629 | 2.66% | 5283.5314
Upgrade | 2000105747 | 3.038 | 65.6 |  | 300 | 975 |  |  | 386 | Open Cut | Road | 408911 | 6233 | 139030 | 547941 | 40% | 219176 | 767117 | 2.66% | 20405.3122
Upgrade | 2000881721 | 3.038 | 14.3 |  | 300 | 975 |  |  | 386 | Open Cut | Road | 116242 | 8121 | 39522 | 155764 | 40% | 62306 | 218070 | 2.66% | 5800.662
Upgrade | 2000188334 | 3.038 | 11.1 |  | 300 | 975 |  |  | 386 | Open Cut | Road | 110191 | 9970 | 37465 | 147656 | 40% | 59062 | 206718 | 2.66% | 5498.6988
Extension | NA | 3.016 |  | 57.2 |  | 375 |  |  | 385 | Open Cut | Road | 135384 | 2368 | 46031 | 181415 | 40% | 72566 | 253981 | 0% | 0
Extension | NA | 3.058 |  | 167 |  | 900 |  |  | 385 | Open Cut | Road | 904536 | 5415 | 307542 | 1212079 | 40% | 484831 | 1696910 | 0% | 0
Extension | NA | 3.005 |  | 168.5 |  | 675 |  |  | 385 | Open Cut | Road | 637522 | 3783 | 216758 | 854280 | 40% | 341712 | 1195992 | 0% | 0
Extension | NA | 3.006 |  | 183.8 |  | 600 |  |  | 386 | Open Cut | Road | 580335 | 3157 | 197314 | 777649 | 40% | 311060 | 1088708 | 0% | 0
Extension | NA | 3.027 |  | 33.4 |  | 375 |  |  | 387 | Open Cut | Road | 102597 | 3075 | 34883 | 137480 | 40% | 54992 | 192472 | 0% | 0
Extension | NA | 3.026 |  | 105.7 |  | 525 |  |  | 387 | Open Cut | Road | 329425 | 3117 | 112004 | 441429 | 40% | 176572 | 618001 | 0% | 0
Upgrade | 2000317962 | 3.046 | 13.4 |  | 300 | 975 |  |  | 386 | Open Cut | Road | 114633 | 8525 | 38975 | 153608 | 40% | 61443 | 215052 | 2.66% | 5720.3832
Upgrade | 2000187282 | 3.047 | 13.7 |  | 225 | 525 |  |  | 387 | Open Cut | Road | 58942 | 4303 | 20040 | 78983 | 40% | 31593 | 110576 | 2.66% | 2941.3216
Upgrade | 2000505381 | 3.047 | 3.5 |  | 225 | 525 |  |  | 387 | Open Cut | Road | 47020 | 13265 | 15987 | 63007 | 40% | 25203 | 88210 | 2.66% | 2346.386
Upgrade | 2000643540 | 3.062 | 14.5 |  | 450 | 1350 |  |  | 387 | Open Cut | Road | 110155 | 7609 | 37453 | 147608 | 40% | 59043 | 206651 | 2.66% | 5496.9166
Upgrade | 2000018644 | 3.039 | 71.1 |  | 225 | 1125 |  |  | 386 | Open Cut | Road | 509074 | 7164 | 173085 | 682159 | 40% | 272864 | 955023 | 2.66% | 25403.6118
Upgrade | 2000132465 | 3.039 | 69.9 |  | 225 | 1125 |  |  | 386 | Open Cut | Road | 506475 | 7248 | 172202 | 678677 | 40% | 271471 | 950148 | 2.66% | 25273.9368
Upgrade | 2000042002 | 3.051 | 54.7 |  | 225 | 450 |  |  | 386 | Open Cut | Road | 161057 | 2942 | 54759 | 215816 | 40% | 86327 | 302143 | 2.66% | 8037.0038
Upgrade | 2000090091 | 3.064 | 49.8 |  | 300 | 1050 |  |  | 386 | Open Cut | Road | 326067 | 6548 | 110863 | 436929 | 40% | 174772 | 611701 | 2.66% | 16271.2466
Upgrade | 2000646839 | 3.064 | 42.7 |  | 225 | 1050 |  |  | 386 | Open Cut | Road | 289043 | 6767 | 98275 | 387317 | 40% | 154927 | 542244 | 2.66% | 14423.6904
Upgrade | 2000474891 | 3.04 | 83.7 |  | 375 | 825 | 4 | 3 | 386 | Open Cut | Road | 375560 | 4488 | 127690 | 503251 | 40% | 201300 | 704551 | 21% | 147955.71
Upgrade | 2000822011 | 3.053 | 81.1 |  | 375 | 750 | 4 |  | 386 | Open Cut | Road | 339808 | 4190 | 115535 | 455343 | 40% | 182137 | 637480 | 11.66% | 74316.1434
Upgrade | 2000075025 | 3.053 | 2.8 |  | 225 | 750 |  |  | 386 | Open Cut | Road | 29960 | 10682 | 10187 | 40147 | 40% | 16059 | 56206 | 2.66% | 1495.0796
Upgrade | 2000301059 | 3.053 | 5.8 |  | 225 | 750 |  |  | 386 | Open Cut | Road | 57413 | 9924 | 19520 | 76933 | 40% | 30773 | 107707 | 2.66% | 2865.0062
Upgrade | 2000742615 | 3.053 | 39.5 |  | 225 | 750 |  |  | 386 | Open Cut | Road | 181013 | 4582 | 61544 | 242558 | 40% | 97023 | 339581 | 2.66% | 9032.8546
Upgrade | 3000191950 | 3.053 | 10.9 |  | 225 | 750 |  |  | 386 | Open Cut | Road | 83828 | 7679 | 28502 | 112330 | 40% | 44932 | 157262 | 2.66% | 4183.1692
Upgrade | 2000070060 | 3.053 | 47.9 |  | 300 | 750 |  |  | 386 | Open Cut | Road | 211798 | 4426 | 72011 | 283810 | 40% | 113524 | 397334 | 2.66% | 10569.0844
Upgrade | 2000303687 | 3.053 | 23.5 |  | 300 | 750 |  |  | 386 | Open Cut | Road | 120331 | 5128 | 40912 | 161243 | 40% | 64497 | 225740 | 2.66% | 6004.684
Upgrade | 2000601981 | 3.063 | 46.9 |  | 375 | 750 | 4 | 4 | 386 | Open Cut | Road | 191054 | 4075 | 64958 | 256012 | 40% | 102405 | 358417 | 70% | 250891.9
Upgrade | 2000548131 | 3.063 | 91.4 |  | 300 | 750 |  |  | 386 | Open Cut | Road | 373307 | 4083 | 126924 | 500231 | 40% | 200093 | 700324 | 2.66% | 18628.6184
Upgrade | 2000337821 | 3.063 | 95.5 |  | 225 | 750 |  |  | 386 | Open Cut | Road | 398242 | 4171 | 135402 | 533645 | 40% | 213458 | 747103 | 2.66% | 19872.9398
Upgrade | 2000736178 | 3.063 | 14.1 |  | 225 | 750 |  |  | 386 | Open Cut | Road | 88197 | 6242 | 29987 | 118184 | 40% | 47274 | 165457 | 2.66% | 4401.1562
Upgrade | 2000689564 | 3.063 | 27.5 |  | 225 | 750 |  |  | 386 | Open Cut | Road | 125829 | 4574 | 42782 | 168610 | 40% | 67444 | 236055 | 2.66% | 6279.063
Upgrade | 2000766808 | 3.052 | 3.5 |  | 225 | 525 |  |  | 386 | Open Cut | Road | 46984 | 13409 | 15975 | 62959 | 40% | 25184 | 88143 | 2.66% | 2344.6038
Upgrade | 2000644465 | 3.052 | 9 |  | 225 | 525 |  |  | 386 | Open Cut | Road | 51817 | 5732 | 17618 | 69434 | 40% | 27774 | 97208 | 2.66% | 2585.7328
Upgrade | 2000326967 | 3.049 | 87.2 |  | 300 | 1125 | 4 | 5 | 386 | Open Cut | Road | 589897 | 6762 | 200565 | 790462 | 40% | 316185 | 1106646 | 70% | 774652.2
Upgrade | 2000087594 | 3.049 | 22.5 |  | 225 | 1125 |  |  | 386 | Open Cut | Road | 183384 | 8156 | 62351 | 245735 | 40% | 98294 | 344029 | 2.66% | 9151.1714
Upgrade | 2000180027 | 3.049 | 15 |  | 225 | 1125 |  |  | 386 | Open Cut | Road | 144400 | 9598 | 49096 | 193496 | 40% | 77398 | 270895 | 2.66% | 7205.807
Upgrade | 2000427348 | 3.049 | 54.2 |  | 225 | 1125 |  |  | 386 | Open Cut | Road | 404050 | 7456 | 137377 | 541427 | 40% | 216571 | 757997 | 2.66% | 20162.7202
Upgrade | 2000130082 | 3.05 | 29.7 |  | 225 | 975 |  |  | 386 | Open Cut | Road | 212939 | 7158 | 72399 | 285338 | 40% | 114135 | 399474 | 2.66% | 10626.0084
Upgrade | 2000794336 | 3.05 | 76.7 |  | 225 | 975 |  |  | 386 | Open Cut | Road | 474866 | 6191 | 161454 | 636320 | 40% | 254528 | 890848 | 2.66% | 23696.5568
Upgrade | 2000080257 | 3.05 | 68.9 |  | 300 | 975 |  |  | 386 | Open Cut | Road | 437655 | 6355 | 148803 | 586458 | 40% | 234583 | 821041 | 2.66% | 21839.6906
Upgrade | 2000095718 | 3.05 | 17.3 |  | 225 | 975 |  |  | 386 | Open Cut | Road | 144426 | 8360 | 49105 | 193531 | 40% | 77412 | 270943 | 2.66% | 7207.0838
Extension | NA | 3.014 |  | 70.6 |  | 450 |  |  | 386 | Open Cut | Road | 191790 | 2717 | 65209 | 256999 | 40% | 102800 | 359799 | 0% | 0
Extension | NA | 3.002 |  | 101.8 |  | 450 |  |  | 386 | Open Cut | Road | 291660 | 2866 | 99164 | 390824 | 40% | 156330 | 547154 | 0% | 0
Extension | NA | 3.003 |  | 52.2 |  | 450 |  |  | 386 | Open Cut | Road | 159265 | 3050 | 54150 | 213415 | 40% | 85366 | 298782 | 0% | 0
Extension | NA | 3.012 |  | 70.7 |  | 525 |  |  | 386 | Open Cut | Road | 221690 | 3136 | 75375 | 297065 | 40% | 118826 | 415891 | 0% | 0
Extension | NA | 3.007 |  | 294.5 |  | 750 |  |  | 386 | Open Cut | Road | 1174986 | 3990 | 399495 | 1574481 | 40% | 629792 | 2204273 | 0% | 0
Extension | NA | 3.004 |  | 81 |  | 450 |  |  | 386 | Open Cut | Road | 202303 | 2496 | 68783 | 271087 | 40% | 108435 | 379521 | 0% | 0
Upgrade | 2000051820 | 4.01 | 7.2 |  | 600 | 825 | 4 | 2 | 386 | Open Cut | Road | 83528 | 11522 | 28400 | 111928 | 40% | 44771 | 156699 | 0% | 0
Upgrade | 2000798957 | 4.01 | 5.6 |  | 600 | 825 | 4 | 2 | 386 | Open Cut | Road | 57658 | 10244 | 19604 | 77261 | 40% | 30905 | 108166 | 0% | 0
Upgrade | 2000084415 | 4.01 | 11.4 |  | 600 | 825 | 4 | 2 | 386 | Open Cut | Road | 85925 | 7523 | 29215 | 115140 | 40% | 46056 | 161196 | 0% | 0
Upgrade | 2000076955 | 4.01 | 69.5 |  | 450 | 825 | 4 | 2 | 386 | Open Cut | Road | 334551 | 4812 | 113747 | 448298 | 40% | 179319 | 627617 | 0% | 0
Upgrade | 2000006873 | 4.01 | 24.7 |  | 450 | 825 | 4 | 1 | 386 | Open Cut | Road | 125595 | 5085 | 42702 | 168298 | 40% | 67319 | 235617 | 0% | 0
Upgrade | 2000652341 | 4.009 | 2.5 |  | 300 | 825 |  |  | 386 | Open Cut | Road | 52929 | 20961 | 17996 | 70924 | 40% | 28370 | 99294 | 2.66% | 2641.2204
Upgrade | 2000371630 | 4.009 | 31.9 |  | 600 | 825 | 5 | 2 | 386 | Open Cut | Road | 156062 | 4887 | 53061 | 209124 | 40% | 83649 | 292773 | 0% | 0
Upgrade | 2000535212 | 4.009 | 48.8 |  | 300 | 825 |  |  | 386 | Open Cut | Road | 220640 | 4521 | 75018 | 295657 | 40% | 118263 | 413920 | 2.66% | 11010.272
Upgrade | 3000102819 | 4.009 | 23 |  | 450 | 825 |  |  | 386 | Open Cut | Road | 122964 | 5353 | 41808 | 164772 | 40% | 65909 | 230680 | 2.66% | 6136.088
Upgrade | 2000834332 | 4.009 | 3.9 |  | 450 | 825 |  |  | 386 | Open Cut | Road | 54965 | 14235 | 18688 | 73653 | 40% | 29461 | 103114 | 2.66% | 2742.8324
Upgrade | 2000857091 | 4.009 | 11.4 |  | 300 | 825 |  |  | 386 | Open Cut | Road | 85886 | 7536 | 29201 | 115087 | 40% | 46035 | 161122 | 2.66% | 4285.8452
Upgrade | 2000726036 | 4.009 | 62.5 |  | 375 | 825 |  |  | 386 | Open Cut | Road | 304418 | 4871 | 103502 | 407921 | 40% | 163168 | 571089 | 2.66% | 15190.9674
Upgrade | 2000815067 | 4.009 | 12 |  | 450 | 825 |  |  | 386 | Open Cut | Road | 86881 | 7210 | 29539 | 116420 | 40% | 46568 | 162988 | 2.66% | 4335.4808
Upgrade | 2000845482 | 4.009 | 48.3 |  | 450 | 825 |  |  | 386 | Open Cut | Road | 219908 | 4551 | 74769 | 294676 | 40% | 117870 | 412547 | 2.66% | 10973.7502
Extension | NA | 4.011 |  | 75.4 |  | 675 |  |  | 386 | Open Cut | Road | 324670 | 4305 | 110388 | 435058 | 40% | 174023 | 609081 | 0% | 0
Extension | NA | 4.012 |  | 127 |  | 600 |  |  | 386 | Open Cut | Road | 406008 | 3197 | 138043 | 544050 | 40% | 217620 | 761670 | 0% | 0
Upgrade | 2000113420 | 4.008 | 18.9 |  | 525 | 975 | 4 | 2 | 386 | Open Cut | Road | 186352 | 9884 | 63360 | 249712 | 40% | 99885 | 349597 | 0% | 0
Upgrade | 2000062149 | 4.008 | 74.4 |  | 375 | 975 |  |  | 386 | Open Cut | Road | 470625 | 6325 | 160013 | 630638 | 40% | 252255 | 882893 | 2.66% | 23484.9538
Upgrade | 2000965216 | 4.008 | 18.4 |  | 375 | 975 |  |  | 386 | Open Cut | Road | 146509 | 7963 | 49813 | 196323 | 40% | 78529 | 274852 | 2.66% | 7311.0632
Upgrade | 3000102628 | 4.008 | 25.9 |  | 300 | 975 |  |  | 386 | Open Cut | Road | 183092 | 7072 | 62251 | 245344 | 40% | 98138 | 343481 | 2.66% | 9136.5946
Upgrade | 2000847426 | 4.008 | 22.5 |  | 375 | 975 | 4 | 4 | 386 | Open Cut | Road | 176747 | 7866 | 60094 | 236841 | 40% | 94736 | 331577 | 70% | 232103.9
Upgrade | 2000014237 | 4.008 | 7.1 |  | 375 | 975 | 4 | 2 | 386 | Open Cut | Road | 80090 | 11349 | 27231 | 107321 | 40% | 42928 | 150249 | 0% | 0
Upgrade | 2000472526 | 4.008 | 16.8 |  | 375 | 975 | 5 | 2 | 386 | Open Cut | Road | 143498 | 8553 | 48789 | 192287 | 40% | 76915 | 269202 | 0% | 0
Upgrade | 2000241550 | 4.008 | 3.2 |  | 300 | 975 |  |  | 386 | Open Cut | Road | 73024 | 22479 | 24828 | 97852 | 40% | 39141 | 136993 | 2.66% | 3644.0138
Upgrade | 2000791152 | 4.008 | 17 |  | 300 | 975 |  |  | 386 | Open Cut | Road | 143873 | 8474 | 48917 | 192790 | 40% | 77116 | 269905 | 2.66% | 7179.473
Upgrade | 2000504830 | 4.008 | 15.1 |  | 300 | 975 |  |  | 386 | Open Cut | Road | 140421 | 9288 | 47743 | 188164 | 40% | 75266 | 263430 | 2.66% | 7007.238
Upgrade | 2000900356 | 4.008 | 33.9 |  | 450 | 975 | 4 | 3 | 386 | Open Cut | Road | 220726 | 6502 | 75047 | 295773 | 40% | 118309 | 414082 | 21% | 86957.22
Upgrade | 2000757606 | 4.007 | 27.9 |  | 450 | 450 | 5 | 2 | 386 | Open Cut | Road | 83737 | 2998 | 28471 | 112207 | 40% | 44883 | 157090 | 0% | 0
Upgrade | 2000435226 | 4.007 | 11.5 |  | 450 | 450 |  |  | 386 | Open Cut | Road | 52605 | 4565 | 17886 | 70491 | 40% | 28196 | 98687 | 2.66% | 2625.0742
Upgrade | 2000770711 | 4.007 | 36.6 |  | 375 | 450 |  |  | 386 | Open Cut | Road | 109353 | 2988 | 37180 | 146532 | 40% | 58613 | 205145 | 2.66% | 5456.857
Upgrade | 2000092857 | 4.007 | 14.5 |  | 375 | 450 |  |  | 386 | Open Cut | Road | 74130 | 5129 | 25204 | 99335 | 40% | 39734 | 139069 | 2.66% | 3699.2354
Upgrade | 2000636435 | 4.007 | 42.4 |  | 300 | 450 |  |  | 386 | Open Cut | Road | 113458 | 2678 | 38576 | 152034 | 40% | 60813 | 212847 | 2.66% | 5661.7302
Extension | NA | 4.002 |  | 331.3 |  | 825 |  |  | 386 | Open Cut | Road | 1436783 | 4337 | 488506 | 1925289 | 40% | 770116 | 2695405 | 0% | 0
Upgrade | 2000246659 | 4.014 | 24.5 |  | 1200 | 1275 |  |  | 386 | Open Cut | Road | 178912 | 7298 | 60830 | 239742 | 40% | 95897 | 335639 | 2.66% | 8927.9974
Upgrade | 2000028767 | 4.014 | 26.3 |  | 1200 | 1275 |  |  | 386 | Open Cut | Road | 183334 | 6981 | 62334 | 245668 | 40% | 98267 | 343935 | 2.66% | 9148.671
Upgrade | 2000849516 | 4.014 | 23.9 |  | 1200 | 1275 |  |  | 386 | Open Cut | Road | 177453 | 7413 | 60334 | 237787 | 40% | 95115 | 332902 | 2.66% | 8855.1932
Upgrade | 2000046263 | 4.014 | 6.9 |  | 1200 | 1275 |  |  | 386 | Open Cut | Road | 66217 | 9630 | 22514 | 88731 | 40% | 35493 | 124224 | 2.66% | 3304.3584
Upgrade | 2000965924 | 4.006 | 6.1 |  | 600 | 675 | 4 | 1 | 386 | Open Cut | Road | 57292 | 9417 | 19479 | 76772 | 40% | 30709 | 107480 | 0% | 0
Upgrade | 2000834679 | 4.006 | 12.1 |  | 600 | 675 |  |  | 386 | Open Cut | Road | 83945 | 6929 | 28541 | 112487 | 40% | 44995 | 157481 | 2.66% | 4188.9946
Upgrade | 2000732051 | 4.006 | 6.1 |  | 600 | 675 |  |  | 386 | Open Cut | Road | 57260 | 9453 | 19469 | 76729 | 40% | 30692 | 107421 | 2.66% | 2857.3986
Upgrade | 2000663711 | 4.006 | 31.5 |  | 600 | 675 |  |  | 386 | Open Cut | Road | 146028 | 4634 | 49650 | 195678 | 40% | 78271 | 273949 | 2.66% | 7287.0434
Upgrade | 2000336007 | 4.006 | 3.2 |  | 600 | 675 |  |  | 386 | Open Cut | Road | 53850 | 16793 | 18309 | 72159 | 40% | 28863 | 101022 | 2.66% | 2687.1852
Upgrade | 3000186007 | 4.006 | 29.6 |  | 600 | 675 |  |  | 386 | Open Cut | Road | 124294 | 4200 | 42260 | 166553 | 40% | 66621 | 233175 | 2.66% | 6202.455
Upgrade | 2000855011 | 4.006 | 21.5 |  | 600 | 675 |  |  | 386 | Open Cut | Road | 114569 | 5338 | 38953 | 153522 | 40% | 61409 | 214931 | 2.66% | 5717.1646
Upgrade | 2000319540 | 4.006 | 8.3 |  | 225 | 675 |  |  | 386 | Open Cut | Road | 59977 | 7202 | 20392 | 80370 | 40% | 32148 | 112518 | 2.66% | 2992.9788
Upgrade | 2000751335 | 4.005 | 3.9 |  | 675 | 975 | 4 | 1 | 386 | Open Cut | Road | 74157 | 19216 | 25213 | 99370 | 40% | 39748 | 139118 | 0% | 0
Upgrade | 3000153260 | 4.005 | 3.3 |  | 675 | 975 | 4 |  | 386 | Open Cut | Road | 73176 | 21971 | 24880 | 98056 | 40% | 39222 | 137278 | 11.66% | 16003.5947
Upgrade | 2000424236 | 4.005 | 74.6 |  | 675 | 975 | 4 | 1 | 386 | Open Cut | Road | 470950 | 6314 | 160123 | 631073 | 40% | 252429 | 883503 | 0% | 0
Upgrade | 2000927727 | 4.005 | 11.6 |  | 675 | 975 | 4 | 1 | 386 | Open Cut | Road | 111249 | 9571 | 37825 | 149074 | 40% | 59630 | 208704 | 0% | 0
Upgrade | 3000103030 | 4.005 | 35.4 |  | 750 | 975 | 4 | 5 | 386 | Open Cut | Road | 223457 | 6309 | 75975 | 299432 | 40% | 119773 | 419205 | 70% | 293443.5
Upgrade | 3000153261 | 4.005 | 19.4 |  | 750 | 975 | 4 |  | 386 | Open Cut | Road | 148387 | 7644 | 50452 | 198839 | 40% | 79536 | 278375 | 11.66% | 32452.4008
Upgrade | 2000322201 | 4.005 | 17 |  | 750 | 975 | 4 | 1 | 386 | Open Cut | Road | 143944 | 8459 | 48941 | 192885 | 40% | 77154 | 270039 | 0% | 0
Upgrade | 2000519319 | 4.005 | 18 |  | 750 | 975 | 4 | 1 | 386 | Open Cut | Road | 145810 | 8090 | 49575 | 195385 | 40% | 78154 | 273539 | 0% | 0
Upgrade | 2000330443 | 4.005 | 10.7 |  | 225 | 975 |  |  | 386 | Open Cut | Road | 109530 | 10240 | 37240 | 146770 | 40% | 58708 | 205478 | 2.66% | 5465.7148
Upgrade | 2000323098 | 4.005 | 14.9 |  | 225 | 975 |  |  | 386 | Open Cut | Road | 140051 | 9388 | 47617 | 187668 | 40% | 75067 | 262736 | 2.66% | 6988.7776
Upgrade | 2000454976 | 4.005 | 59 |  | 225 | 975 |  |  | 386 | Open Cut | Road | 396677 | 6722 | 134870 | 531547 | 40% | 212619 | 744166 | 2.66% | 19794.8156
Extension | NA | 4.004 |  | 116.9 |  | 600 |  |  | 386 | Open Cut | Road | 395550 | 3384 | 134487 | 530037 | 40% | 212015 | 742052 | 0% | 0
Extension | NA | 4.003 |  | 127.5 |  | 675 |  |  | 386 | Open Cut | Road | 485779 | 3809 | 165165 | 650944 | 40% | 260378 | 911322 | 0% | 0
Upgrade | 2000502090 | 5.006 | 13.5 |  | 375 | 525 |  |  | 387 | Open Cut | Road | 91540 | 6774 | 31124 | 122664 | 40% | 49065 | 171729 | 2.66% | 4567.9914
Upgrade | 2000720633 | 5.006 | 12.6 |  | 375 | 525 |  |  | 387 | Open Cut | Road | 54916 | 4362 | 18672 | 73588 | 40% | 29435 | 103023 | 2.66% | 2740.4118
Upgrade | 2000410499 | 5.006 | 46.1 |  | 225 | 525 |  |  | 387 | Open Cut | Road | 142462 | 3092 | 48437 | 190899 | 40% | 76360 | 267258 | 2.66% | 7109.0628
Upgrade | 2000121214 | 5.01 | 23.9 |  | 300 | 975 |  |  | 387 | Open Cut | Road | 218411 | 9137 | 74260 | 292671 | 40% | 117068 | 409739 | 2.66% | 10899.0574
Upgrade | 2000560330 | 5.01 | 43.1 |  | 450 | 975 |  |  | 387 | Open Cut | Road | 260419 | 6041 | 88542 | 348961 | 40% | 139585 | 488546 | 2.66% | 12995.3236
Upgrade | 3000143843 | 5.01 | 35.4 |  | 450 | 975 |  |  | 387 | Open Cut | Road | 223337 | 6318 | 75935 | 299271 | 40% | 119709 | 418980 | 2.66% | 11144.868
Upgrade | 2000651226 | 5.01 | 4.5 |  | 400 | 975 |  |  | 387 | Open Cut | Road | 75354 | 16730 | 25620 | 100974 | 40% | 40390 | 141364 | 2.66% | 3760.2824
Upgrade | 2000685961 | 5.01 | 10.4 |  | 450 | 975 |  |  | 387 | Open Cut | Road | 108940 | 10497 | 37039 | 145979 | 40% | 58392 | 204371 | 2.66% | 5436.2686
Upgrade | 2000369495 | 5.005 | 4.3 |  | 450 | 825 |  |  | 387 | Open Cut | Road | 55604 | 12990 | 18905 | 74509 | 40% | 29804 | 104313 | 2.66% | 2774.7258
Upgrade | 2000085571 | 5.005 | 98.3 |  | 450 | 825 |  |  | 387 | Open Cut | Road | 436781 | 4442 | 148505 | 585286 | 40% | 234114 | 819400 | 2.66% | 21796.04
Upgrade | 2000604950 | 5.005 | 94.2 |  | 450 | 825 |  |  | 387 | Open Cut | Road | 411035 | 4364 | 139752 | 550787 | 40% | 220315 | 771102 | 2.66% | 20511.3132
Extension | NA | 3.023 |  | 104.8 |  | 450 |  |  | 387 | Open Cut | Road | 310183 | 2961 | 105462 | 415646 | 40% | 166258 | 581904 | 0% | 0
Upgrade | 2000594440 | 5.004 | 79.5 |  | 225 | 525 | 4 | 2 | 387 | Open Cut | Road | 265170 | 3337 | 90158 | 355328 | 40% | 142131 | 497460 | 0% | 0
Upgrade | 2000630816 | 5.004 | 35.9 |  | 225 | 525 | 4 | 3 | 387 | Open Cut | Road | 114177 | 3177 | 38820 | 152997 | 40% | 61199 | 214195 | 21% | 44980.95
Upgrade | 2000618516 | 5.004 | 4 |  | 300 | 525 |  |  | 387 | Open Cut | Road | 47422 | 11839 | 16124 | 63546 | 40% | 25418 | 88964 | 2.66% | 2366.4424
Upgrade | 2000302510 | 5.004 | 51.5 |  | 300 | 525 |  |  | 387 | Open Cut | Road | 166057 | 3225 | 56459 | 222517 | 40% | 89007 | 311523 | 2.66% | 8286.5118
Upgrade | 2000062545 | 5.003 | 43.5 |  | 300 | 600 |  |  | 387 | Open Cut | Road | 163090 | 3753 | 55451 | 218541 | 40% | 87416 | 305957 | 2.66% | 8138.4562
Upgrade | 2000462771 | 5.003 | 67.7 |  | 300 | 600 | 4 | 3 | 387 | Open Cut | Road | 229116 | 3382 | 77900 | 307016 | 40% | 122806 | 429822 | 21% | 90262.62
Upgrade | 2000883247 | 5.009 | 15.3 |  | 375 | 1125 |  |  | 387 | Open Cut | Road | 145001 | 9465 | 49300 | 194301 | 40% | 77720 | 272021 | 2.66% | 7235.7586
Upgrade | 2000861926 | 5.009 | 38.7 |  | 300 | 1125 |  |  | 387 | Open Cut | Road | 286942 | 7417 | 97560 | 384503 | 40% | 153801 | 538304 | 2.66% | 14318.8864
Upgrade | 2000853916 | 5.009 | 6.5 |  | 300 | 1125 |  |  | 387 | Open Cut | Road | 102986 | 15851 | 35015 | 138001 | 40% | 55200 | 193201 | 2.66% | 5139.1466
Upgrade | 2000555391 | 5.009 | 97.9 |  | 300 | 1125 |  |  | 387 | Open Cut | Road | 658637 | 6727 | 223937 | 882574 | 40% | 353029 | 1235603 | 2.66% | 32867.0398
Upgrade | 2000742972 | 5.002 | 24.5 |  | 300 | 900 |  |  | 387 | Open Cut | Road | 161383 | 6575 | 54870 | 216254 | 40% | 86501 | 302755 | 2.66% | 8053.283
Upgrade | 2000081960 | 5.002 | 72 |  | 300 | 900 |  |  | 387 | Open Cut | Road | 401280 | 5571 | 136435 | 537716 | 40% | 215086 | 752802 | 2.66% | 20024.5332
Upgrade | 2000598869 | 5.002 | 29.9 |  | 225 | 900 |  |  | 387 | Open Cut | Road | 170476 | 5696 | 57962 | 228438 | 40% | 91375 | 319813 | 2.66% | 8507.0258
Upgrade | 2000741797 | 5.002 | 67.3 |  | 225 | 900 |  |  | 387 | Open Cut | Road | 370681 | 5504 | 126031 | 496712 | 40% | 198685 | 695397 | 2.66% | 18497.5602
Upgrade | 2000904239 | 5.008 | 67.3 |  | 225 | 750 |  |  | 387 | Open Cut | Road | 301647 | 4480 | 102560 | 404207 | 40% | 161683 | 565890 | 2.66% | 15052.674
Upgrade | 2000595354 | 5.008 | 38 |  | 225 | 750 | 4 | 2 | 387 | Open Cut | Road | 178981 | 4709 | 60853 | 239834 | 40% | 95934 | 335768 | 0% | 0
Upgrade | 2000497054 | 5.008 | 8.3 |  | 300 | 750 |  |  | 387 | Open Cut | Road | 60876 | 7306 | 20698 | 81574 | 40% | 32630 | 114203 | 2.66% | 3037.7998
Upgrade | 2000494846 | 5.008 | 16.1 |  | 450 | 750 | 4 |  | 387 | Open Cut | Road | 90813 | 5657 | 30876 | 121689 | 40% | 48676 | 170364 | 11.66% | 19860.6944
Upgrade | 2000488050 | 5.008 | 11.1 |  | 450 | 750 |  |  | 387 | Open Cut | Road | 84057 | 7583 | 28579 | 112636 | 40% | 45054 | 157690 | 2.66% | 4194.554
Upgrade | 2000085776 | 5.008 | 6.3 |  | 300 | 750 | 5 |  | 387 | Open Cut | Road | 58142 | 9198 | 19768 | 77910 | 40% | 31164 | 109074 | 11.66% | 12715.6288
Upgrade | 2000540221 | 5.008 | 19.1 |  | 300 | 750 |  |  | 387 | Open Cut | Road | 114331 | 6000 | 38872 | 153203 | 40% | 61281 | 214484 | 2.66% | 5705.2744
Extension | NA | 3.001 |  | 117.8 |  | 675 |  |  | 386 | Open Cut | Road | 454662 | 3860 | 154585 | 609247 | 40% | 243699 | 852945 | 0% | 0
Extension | NA | 5.001 |  | 97.5 |  | 450 |  |  | 387 | Open Cut | Road | 266200 | 2731 | 90508 | 356708 | 40% | 142683 | 499391 | 0% | 0
Upgrade | 2000778511 | 3.043 | 69.7 |  | 450 | 675 |  |  | 387 | Open Cut | Road | 298436 | 4279 | 101468 | 399905 | 40% | 159962 | 559867 | 2.66% | 14892.4622
Upgrade | 2000137853 | 3.043 | 6.8 |  | 450 | 675 |  |  | 387 | Open Cut | Road | 56306 | 10705 | 19144 | 75450 | 40% | 30180 | 105631 | 2.66% | 2809.7846
Upgrade | 2000869637 | 3.043 | 5.3 |  | 450 | 675 |  |  | 387 | Open Cut | Road | 56306 | 10705 | 19144 | 75450 | 40% | 30180 | 105631 | 2.66% | 2809.7846
Upgrade | 2000397128 | 3.043 | 49.6 |  | 300 | 675 |  |  | 387 | Open Cut | Road | 58187 | 8517 | 19784 | 77970 | 40% | 31188 | 109158 | 2.66% | 2903.6028
Extension | NA | 3.02 |  | 76.4 |  | 450 |  |  | 387 | Open Cut | Road | 138029 | 2785 | 46930 | 184959 | 40% | 73984 | 258942 | 0% | 0
Extension | NA | 5.007 |  | 90.1 |  | 600 |  |  | 387 | Open Cut | Road | 291063 | 3232 | 98961 | 390025 | 40% | 156010 | 546035 | 0% | 0
Extension | NA | 6.005 |  | 93.7 |  | 600 |  |  | 387 | Open Cut | Road | 330685 | 3528 | 112433 | 443117 | 40% | 177247 | 620364 | 0% | 0
Upgrade | 2000965068 | 6.01 | 9.9 |  | 450 | 1050 |  |  | 387 | Open Cut | Road | 148325 | 14921 | 50430 | 198755 | 40% | 79502 | 278257 | 2.66% | 7401.6362
Upgrade | 2000843285 | 6.01 | 39.3 |  | 450 | 1050 |  |  | 387 | Open Cut | Road | 259464 | 6602 | 88218 | 347682 | 40% | 139073 | 486754 | 2.66% | 12947.6564
Upgrade | 3000101115 | 6.01 | 35.7 |  | 225 | 1050 |  |  | 387 | Open Cut | Road | 252122 | 7067 | 85721 | 337843 | 40% | 135137 | 472981 | 2.66% | 12581.2946
Upgrade | 2000121353 | 6.01 | 69.5 |  | 375 | 1050 |  |  | 387 | Open Cut | Road | 472211 | 6794 | 160552 | 632763 | 40% | 253105 | 885868 | 2.66% | 23564.0888
Upgrade | 2000613418 | 6.01 | 5.4 |  | 450 | 1050 |  |  | 387 | Open Cut | Road | 77426 | 14373 | 26325 | 103751 | 40% | 41501 | 145252 | 2.66% | 3863.7032
Upgrade | 2000597595 | 6.01 | 47.4 |  | 450 | 1050 |  |  | 387 | Open Cut | Road | 321302 | 6772 | 109243 | 430544 | 40% | 172218 | 602762 | 2.66% | 16033.4692
Upgrade | 2000497874 | 6.01 | 9.9 |  | 450 | 1050 |  |  | 387 | Open Cut | Road | 109234 | 11038 | 37139 | 146373 | 40% | 58549 | 204923 | 2.66% | 5450.9518
Upgrade | 2000287774 | 6.01 | 10 |  | 450 | 1050 |  |  | 387 | Open Cut | Road | 109509 | 10916 | 37233 | 146743 | 40% | 58697 | 205440 | 2.66% | 5464.704
Upgrade | 2000594004 | 6.01 | 56.9 |  | 450 | 1050 |  |  | 387 | Open Cut | Road | 401416 | 7050 | 136481 | 537897 | 40% | 215159 | 753056 | 2.66% | 20031.2896
Upgrade | 2000112186 | 6.002 | 52.5 |  | 450 | 975 |  |  | 387 | Open Cut | Road | 361967 | 6890 | 123069 | 485036 | 40% | 194015 | 679051 | 2.66% | 18062.7566
Upgrade | 2000748675 | 6.002 | 10.7 |  | 300 | 975 |  |  | 387 | Open Cut | Road | 109573 | 10222 | 37255 | 146828 | 40% | 58731 | 205559 | 2.66% | 5467.8694
Upgrade | 2000299426 | 6.002 | 39.8 |  | 450 | 975 |  |  | 387 | Open Cut | Road | 254319 | 6386 | 86469 | 340788 | 40% | 136315 | 477103 | 2.66% | 12690.9398
Upgrade | 2000447110 | 6.002 | 56.1 |  | 450 | 975 |  |  | 387 | Open Cut | Road | 368578 | 6571 | 125317 | 493894 | 40% | 197558 | 691452 | 2.66% | 18392.6232
Upgrade | 2000369219 | 6.002 | 41.3 |  | 300 | 975 |  |  | 387 | Open Cut | Road | 256999 | 6228 | 87380 | 344378 | 40% | 137751 | 482130 | 2.66% | 12824.658
Upgrade | 2000058450 | 6.002 | 42.6 |  | 300 | 975 |  |  | 387 | Open Cut | Road | 205534 | 4821 | 69882 | 275416 | 40% | 110166 | 385582 | 2.66% | 10256.4812
Upgrade | 3000158790 | 6.002 | 26.6 |  | 300 | 975 |  |  | 387 | Open Cut | Road | 184453 | 6928 | 62714 | 247167 | 40% | 98867 | 346034 | 2.66% | 9204.5044
Upgrade | 2000208722 | 6.002 | 7.6 |  | 300 | 975 |  |  | 387 | Open Cut | Road | 103821 | 13625 | 35299 | 139121 | 40% | 55648 | 194769 | 2.66% | 5180.8554
Upgrade | 2000009652 | 6.002 | 15.7 |  | 300 | 975 |  |  | 387 | Open Cut | Road | 141556 | 8999 | 48129 | 189685 | 40% | 75874 | 265560 | 2.66% | 7063.896
Upgrade | 2000161028 | 6.002 | 21.3 |  | 300 | 975 |  |  | 387 | Open Cut | Road | 117755 | 5536 | 40037 | 157792 | 40% | 63117 | 220908 | 2.66% | 5876.1528
Upgrade | 2000613884 | 6.011 | 114.9 |  | 450 | 1125 |  |  | 387 | Open Cut | Road | 840673 | 7317 | 285829 | 1126502 | 40% | 450601 | 1577103 | 2.66% | 41950.9398
Upgrade | 2000039579 | 6.011 | 60.8 |  | 225 | 1125 |  |  | 387 | Open Cut | Road | 441226 | 7257 | 150017 | 591243 | 40% | 236497 | 827741 | 2.66% | 22017.9106
Upgrade | 2000002646 | 6.003 | 105.8 |  | 225 | 975 |  |  | 387 | Open Cut | Road | 658295 | 6222 | 223820 | 882115 | 40% | 352846 | 1234961 | 2.66% | 32849.9626
Upgrade | 2000671521 | 6.003 | 55.2 |  | 225 | 975 |  |  | 387 | Open Cut | Road | 366963 | 6645 | 124768 | 491731 | 40% | 196692 | 688423 | 2.66% | 18312.0518
Extension | NA | 6.006 |  | 133.7 |  | 750 |  |  | 387 | Open Cut | Road | 575814 | 4308 | 195777 | 771591 | 40% | 308636 | 1080227 | 0% | 0
Upgrade | 2000242774 | 6.004 | 6.2 |  | 300 | 750 |  |  | 387 | Open Cut | Road | 81424 | 13060 | 27684 | 109108 | 40% | 43643 | 152751 | 2.66% | 4063.1766
Upgrade | 2000126605 | 6.004 | 104.1 |  | 300 | 750 |  |  | 387 | Open Cut | Road | 434475 | 4173 | 147721 | 582196 | 40% | 232878 | 815075 | 2.66% | 21680.995
Extension | NA | 6.007 |  | 155.9 |  | 525 |  |  | 387 | Open Cut | Road | 469881 | 3014 | 159760 | 629641 | 40% | 251856 | 881497 | 0% | 0
Upgrade | 2000118377 | 6.009 | 23.6 |  | 375 | 825 |  |  | 387 | Open Cut | Road | 147386 | 6234 | 50111 | 197497 | 40% | 78999 | 276496 | 2.66% | 7354.7936
Upgrade | 2000941228 | 6.009 | 14.9 |  | 375 | 825 |  |  | 387 | Open Cut | Road | 91183 | 6131 | 31002 | 122185 | 40% | 48874 | 171059 | 2.66% | 4550.1694
Upgrade | 2000015552 | 6.009 | 50.6 |  | 375 | 825 |  |  | 387 | Open Cut | Road | 247446 | 4888 | 84132 | 331578 | 40% | 132631 | 464209 | 2.66% | 12347.9594
Upgrade | 2000750470 | 6.009 | 80.2 |  | 375 | 825 |  |  | 387 | Open Cut | Road | 370295 | 4616 | 125900 | 496195 | 40% | 198478 | 694673 | 2.66% | 18478.3018
Upgrade | 2000227476 | 6.009 | 80.2 |  | 375 | 825 |  |  | 387 | Open Cut | Road | 370263 | 4617 | 125889 | 496153 | 40% | 198461 | 694614 | 2.66% | 18476.7324
Upgrade | 2000758727 | 6.009 | 16.3 |  | 225 | 825 |  |  | 387 | Open Cut | Road | 93423 | 5717 | 31764 | 125186 | 40% | 50075 | 175261 | 2.66% | 4661.9426
Extension | NA | 6.001 |  | 70.7 |  | 600 |  |  | 387 | Open Cut | Road | 251611 | 3559 | 85548 | 337159 | 40% | 134864 | 472023 | 0% | 0
Extension | NA | 6.008 |  | 94.2 |  | 525 |  |  | 387 | Open Cut | Road | 281092 | 2984 | 95571 | 376664 | 40% | 150665 | 527329 | 0% | 0
Upgrade | 2000540230 |  | 20.54 |  | 600 | 1050 | 4 | 2 | 374 | Open Cut | Road | 177462.4722 | 8372.6513 | 60337.2405 | 237799.7127 | 40% | 95119.8851 | 332919.5978 | 0% | 0
Upgrade | 2000422905 |  | 23.9269 |  | 900 | 2100 |  |  | 387 | Open Cut | Road | 2116257.3116 | 12513.1003 | 719527.4859 | 2835784.7975 | 40% | 1134313.919 | 3970098.7166 | 2.66% | 105604.6259
Upgrade | 2000797358 |  | 38.5 |  | 300 | 525 |  |  | 376 | Open Cut | Road | 116406.0993 | 3023.8847 | 39578.0738 | 155984.1731 | 40% | 62393.6692 | 218377.8423 | 2.66% | 5808.8506
Upgrade | 2000789295 |  | 1.91 |  | 300 | 825 |  |  | 387 | Open Cut | Road | 51991.6217 | 27216.441 | 17677.1514 | 69668.7731 | 40% | 27867.5092 | 97536.2823 | 2.66% | 2594.4651
Upgrade | 3000184293 |  | 1.4801 |  | 300 | 975 |  |  | 386 | Open Cut | Road | 69742.7112 | 47120.8428 | 23712.5218 | 93455.233 | 40% | 37382.0932 | 130837.3262 | 2.66% | 3480.2729
Upgrade | 2000455982 |  | 22.2 |  | 825 | 1200 |  |  | 377 | Open Cut | Road | 186102.5761 | 8375.4535 | 63274.8759 | 249377.452 | 40% | 99750.9808 | 349128.4328 | 2.66% | 9286.8163
Upgrade | 2000285988 |  | 2.8 |  | 525 | 675 |  |  | 385 | Open Cut | Road | 53363.1204 | 19058.2573 | 18143.4609 | 71506.5813 | 40% | 28602.6325 | 100109.2139 | 2.66% | 2662.9051
Upgrade | 2000715971 |  | 2.2 |  | 375 | 675 |  |  | 385 | Open Cut | Road | 52636.8714 | 24002.2214 | 17896.5363 | 70533.4077 | 40% | 28213.3631 | 98746.7707 | 2.66% | 2626.6641

## Tamaki Scenario Summary
Consultation
| Total Cost | Renewal Share | LOS/Growth Share | Renewal %
Upgrade | 362240239 | 22191039.0504 | 340049199.9496 | 6.126%
Extension | 116685980 | 0 | 116685980 | 0%
Renewal | 2586474 | 2586474 | 0 | 100%
Total | 481512693 | 24777513.0504 | 456735179.9496 | 5.146%
Total Exc Renewal | 478926219 | 22191039.0504 | 456735179.9496 | 4.633%
Option2: Upgrades prioritised for road safety (New option)
| Total Cost | Renewal Share | LOS/Growth Share | Renewal %
Upgrade | 205444013.5287 | 14923719.7355 | 190520293.7932 | 7.264%
Extension | 102618861.5615 | 0 | 102618861.5615 | 0%
Renewal | 9853793.3149 | 9853793.3149 | 0 | 100%
Total | 308062875.0902 | 14923719.7355 | 293139155.3547 | 4.844%
Option 3: All Primary Network Upgraded (Revised Consultation Proposal)
| Total Cost | Renewal Share | LOS/Growth Share | Renewal %
Upgrade | 336007606.1826 | 20024202.3958 | 315983403.7868 | 5.959%
Extension | 103201807 | 0 | 103201807 | 0%
Renewal | 4753310.6546 | 4753310.6546 | 0 | 100%
Total | 439209413.1826 | 20024202.3958 | 419185210.7868 | 4.559%

## Tamaki Pipe Network UnEscal
| Start Year: | 2027 |  | End Year: | 2054
Total Cost per year unescalated
Scenario | Project | Status | In LTP | Phased | Start Date | End Date | Total Cost | Renewal % | Renewal ($) Unescalated | consideration: benefit to growth % | consideration: caused by growth % | Growth % | Level of Service % | 2025 | 2026 | 2027 | 2028 | 2029 | 2030 | 2031 | 2032 | 2033 | 2034 | 2035 | 2036 | 2037 | 2038 | 2039 | 2040 | 2041 | 2042 | 2043 | 2044 | 2045 | 2046 | 2047 | 2048 | 2049 | 2050 | 2051 | 2052 | 2053 | 2054 | Total Unescalated
Consultation | Tamaki Pipe network - Upgrades | To do | No | Yes | 2027 | 2054 | 362240239 | 6.126% | 22191039.0504 | 50% | 100% | 70.41% | 23.47% | 0 | 0 | 25471456.7161 | 16845811.4606 | 17914801.6845 | 19020653.6404 | 20384537.7192 | 21674698.3344 | 16403470.6782 | 16993258.388 | 17693631.2934 | 18467727.6625 | 19315547.4953 | 14892139.6719 | 15371342.1861 | 15997991.6278 | 16440332.4101 | 16993258.388 | 9915805.8707 | 10026391.0662 | 10321284.9211 | 10468731.8486 | 10689902.2397 | 3907343.5773 | 4017928.7729 | 4202237.4322 | 4349684.3596 | 4460269.5552 | 0 | 0 | 362240239
Consultation | Tamaki Pipe network - Extensions | To do | No | Yes | 2027 | 2054 | 116685980 | 0% | 0 | 100% | 100% | 100% | 0% | 0 | 0 | 8204946.7976 | 5426426.4638 | 5770773.0009 | 6126993.5565 | 6566332.2418 | 6981922.89 | 5283938.2416 | 5473922.5379 | 5699528.8898 | 5948883.2787 | 6221985.7047 | 4797103.4822 | 4951465.723 | 5153324.0379 | 5295812.2601 | 5473922.5379 | 3194110.982 | 3229733.0375 | 3324725.1857 | 3372221.2598 | 3443465.3709 | 1258645.9632 | 1294268.0187 | 1353638.1113 | 1401134.1854 | 1436756.241 | 0 | 0 | 116685980
Consultation | Tamaki Pipe network - Renewal only | To do | No | Yes | 2027 | 2054 | 2586474 | 100% | 2586474 | 0% | 0% | 0% | 0% | 0 | 0 | 181871.7344 | 120282.7534 | 127915.5759 | 135811.5991 | 145550.0277 | 154762.0547 | 117124.3442 | 121335.5565 | 126336.3712 | 131863.5875 | 137917.2053 | 106333.1124 | 109754.7225 | 114229.1356 | 117387.5449 | 121335.5565 | 70801.008 | 71590.6104 | 73696.2165 | 74749.0196 | 76328.2243 | 27899.282 | 28688.8843 | 30004.8882 | 31057.6913 | 31847.2936 | 0 | 0 | 2586474
Consultation | Total | [7 empty] | 24777513.0504 |  |  |  |  | 0 | 0 | 33858275.2481 | 22392520.6778 | 23813490.2613 | 25283458.796 | 27096419.9887 | 28811383.2791 | 21804533.264 | 22588516.4824 | 23519496.5544 | 24548474.5286 | 25675450.4052 | 19795576.2666 | 20432562.6316 | 21265544.8013 | 21853532.2151 | 22588516.4824 | 13180717.8607 | 13327714.7142 | 13719706.3234 | 13915702.128 | 14209695.8349 | 5193888.8224 | 5340885.6759 | 5585880.4317 | 5781876.2363 | 5928873.0898 | 0 | 0 | 481512693
Consultation | Total excluding Renewal Only | [12 empty] | 0 | 0 | 33676403.5137 | 22272237.9244 | 23685574.6855 | 25147647.1969 | 26950869.961 | 28656621.2244 | 21687408.9198 | 22467180.9259 | 23393160.1832 | 24416610.9412 | 25537533.2 | 19689243.1542 | 20322807.9091 | 21151315.6656 | 21736144.6702 | 22467180.9259 | 13109916.8527 | 13256124.1038 | 13646010.1068 | 13840953.1084 | 14133367.6107 | 5165989.5404 | 5312196.7916 | 5555875.5435 | 5750818.545 | 5897025.7962 | 0 | 0 | 478926219
Option2: Upgrades prioritised for road safety (New option) | Tamaki Pipe network - Upgrades | To do | No | Yes | 2027 | 2054 | 205444013.5287 | 7.264% | 14923719.7355 | 61% | 50% | 51.47% | 41.27% | 0 | 0 | 14446098.8448 | 9554076.9495 | 10160353.1673 | 10787535.4616 | 11561060.2912 | 12292772.9678 | 9303204.0318 | 9637701.2554 | 10034916.7084 | 10473944.3144 | 10954784.0734 | 8446054.8963 | 8717833.8905 | 9073237.1905 | 9324110.1083 | 9637701.2554 | 5623734.572 | 5686452.8014 | 5853701.4133 | 5937325.7192 | 6062762.178 | 2216044.1064 | 2278762.3359 | 2383292.7183 | 2466917.0242 | 2529635.2536 | 0 | 0 | 205444013.5287
Option2: Upgrades prioritised for road safety (New option) | Tamaki Pipe network - Extensions | To do | No | Yes | 2027 | 2054 | 102618861.5615 | 0% | 0 | 61% | 100% | 80.5% | 19.5% | 0 | 0 | 7215796.6153 | 4772241.7557 | 5075075.4777 | 5388351.7417 | 5774725.8007 | 6140214.7754 | 4646931.2501 | 4814011.9243 | 5012420.2248 | 5231713.6097 | 5471892.0788 | 4218787.0226 | 4354540.0703 | 4532063.2866 | 4657373.7922 | 4814011.9243 | 2809043.8343 | 2840371.4607 | 2923911.7978 | 2965681.9664 | 3028337.2192 | 1106909.4663 | 1138237.0927 | 1190449.8034 | 1232219.9719 | 1263547.5983 | 0 | 0 | 102618861.5615
Option2: Upgrades prioritised for road safety (New option) | Tamaki Pipe network - Renewal only | To do | No | Yes | 2027 | 2054 | 9853793.3149 | 100% | 14923719.7355 | 0% | 0% | 0% | 0% | 0 | 0 | 692884.0115 | 458246.0105 | 487325.079 | 517406.874 | 554507.7545 | 589603.182 | 446213.2925 | 462256.9165 | 481308.72 | 502365.9765 | 525428.686 | 405101.506 | 418136.9505 | 435183.301 | 447216.019 | 462256.9165 | 269733.4285 | 272741.608 | 280763.42 | 284774.326 | 290790.685 | 106289.009 | 109297.1885 | 114310.821 | 118321.727 | 121329.9065 | 0 | 0 | 9853793.3149
Option2: Upgrades prioritised for road safety (New option) | Total | [12 empty] | 0 | 0 | 21661895.4602 | 14326318.7052 | 15235428.6449 | 16175887.2033 | 17335786.0919 | 18432987.7433 | 13950135.2819 | 14451713.1797 | 15047336.9333 | 15705657.9241 | 16426676.1522 | 12664841.9188 | 13072373.9608 | 13605300.4772 | 13981483.9005 | 14451713.1797 | 8432778.4064 | 8526824.2622 | 8777613.2111 | 8903007.6855 | 9091099.3972 | 3322953.5728 | 3416999.4286 | 3573742.5217 | 3699136.9961 | 3793182.8519 | 0 | 0 | 308062875.0902
Option 3: All Primary Network Upgraded (Revised Consultation Proposal) | Tamaki Pipe network - Upgrades | To do | No | Yes | 2027 | 2054 | 336007606.1826 | 5.959% | 20024202.3958 | 61% | 50% | 52.19% | 41.85% | 0 | 0 | 23626870.4459 | 15625875.2443 | 16617451.5727 | 17643220.1883 | 18908334.8142 | 20105064.8657 | 15215567.798 | 15762644.393 | 16412297.8496 | 17130335.8805 | 17916758.4858 | 13813684.0234 | 14258183.7568 | 14839452.639 | 15249760.0852 | 15762644.393 | 9197725.2532 | 9300302.1148 | 9573840.4122 | 9710609.561 | 9915763.2841 | 3624382.4418 | 3726959.3033 | 3897920.7393 | 4034689.888 | 4137266.7496 | 0 | 0 | 336007606.1826
Option 3: All Primary Network Upgraded (Revised Consultation Proposal) | Tamaki Pipe network - Extensions | To do | No | Yes | 2027 | 2054 | 103201807 | 0% | 0 | 61% | 100% | 80.5% | 19.5% | 0 | 0 | 7256787.2837 | 4799351.3584 | 5103905.3833 | 5418961.2712 | 5807530.1996 | 6175095.4021 | 4673329.0033 | 4841358.8101 | 5040894.2058 | 5261433.3273 | 5502976.1746 | 4242752.6232 | 4379276.8413 | 4557808.511 | 4683830.8662 | 4841358.8101 | 2825001.1278 | 2856506.7166 | 2940521.62 | 2982529.0717 | 3045540.2493 | 1113197.4704 | 1144703.0592 | 1197212.3739 | 1239219.8256 | 1270725.4144 | 0 | 0 | 103201807
Option 3: All Primary Network Upgraded (Revised Consultation Proposal) | Tamaki Pipe network - Renewal only | To do | No | Yes | 2027 | 2054 | 4753310.6546 | 100% | 20024202.3958 | 0% | 0% | 0% | 0% | 0 | 0 | 334236.0499 | 221050.47 | 235077.7428 | 249588.7145 | 267485.5797 | 284415.0468 | 215246.0813 | 222985.2663 | 232175.5484 | 242333.2287 | 253458.307 | 195414.4199 | 201702.5077 | 209925.3917 | 215729.7804 | 222985.2663 | 130115.0469 | 131566.1441 | 135435.7366 | 137370.5328 | 140272.7272 | 51272.1003 | 52723.1975 | 55141.6927 | 57076.489 | 58527.5862 | 0 | 0 | 4753310.6546
Option 3: All Primary Network Upgraded (Revised Consultation Proposal) | Total | [12 empty] | 0 | 0 | 30883657.7296 | 20425226.6027 | 21721356.956 | 23062181.4595 | 24715865.0137 | 26280160.2678 | 19888896.8013 | 20604003.2031 | 21453192.0553 | 22391769.2077 | 23419734.6604 | 18056436.6466 | 18637460.5981 | 19397261.15 | 19933590.9514 | 20604003.2031 | 12022726.381 | 12156808.8313 | 12514362.0323 | 12693138.6327 | 12961303.5334 | 4737579.9122 | 4871662.3626 | 5095133.1131 | 5273909.7136 | 5407992.1639 | 0 | 0 | 439209413.1826
Status quo: Renewal Only | Tamaki Pipe network - Renewal only | To do | No | Yes | 2027 | 2054 | 24777513.0504 | 100% | 24777513.0504 | 0% | 0% | 0% | 0% | 0 | 0 | 1742267.3774 | 1152266.5579 | 1225386.3175 | 1301027.4483 | 1394318.1761 | 1482566.162 | 1122010.1056 | 1162352.042 | 1210258.0914 | 1263206.8829 | 1321198.4164 | 1018633.8936 | 1051411.7169 | 1094275.0243 | 1124531.4766 | 1162352.042 | 678248.8054 | 685812.9185 | 705983.8867 | 716069.3707 | 731197.5969 | 267265.3285 | 274829.4416 | 287436.2967 | 297521.7808 | 305085.8939 | 0 | 0 | 24777513.0504

## Tamaki Pipe Network Escal
|  | Start Year: | 2027 |  | End Year: | 2054 | [7 empty] | Escalation: | 1.032 | 1.065 | 1.098 | 1.1321 | 1.1672 | 1.2034 | 1.2407 | 1.2791 | 1.3188 | 1.3597 | 1.4018 | 1.4453 | 1.4901 | 1.5363 | 1.5839 | 1.633 | 1.6836 | 1.7358 | 1.7896 | 1.8451 | 1.9023 | 1.9612 | 2.022 | 2.0847 | 2.1494 | 2.216 | 2.2847 | 2.3555 | 2.4285
Scenario | Project descriptions | Project | Phased | Start Date | End Date | Total Cost Unescalated | Renewal % | Renewal ($) escalated | consideration: benefit to growth % | consideration: caused by growth % | Growth % | Level of Service % | 2025 | 2026 | 2027 | 2028 | 2029 | 2030 | 2031 | 2032 | 2033 | 2034 | 2035 | 2036 | 2037 | 2038 | 2039 | 2040 | 2041 | 2042 | 2043 | 2044 | 2045 | 2046 | 2047 | 2048 | 2049 | 2050 | 2051 | 2052 | 2053 | 2054 | Total Escalated
Consultation | Public pipe network upgrades required to mitigate nuisance flooding within the catchment for storm events up to a 10-year return period. This scenario includes all the pipe infrastructure | Tamaki Pipe network - Upgrades | Yes | 2027 | 2054 | 362240239 | 6.126% | 22191039.0504 | 50% | 100% | 70.41% | 23.47% | 0 | 0 | 27968671.8118 | 19070788.9892 | 20909680.4282 | 22888613.887 | 25290277.1073 | 27724546.3114 | 21632454.4642 | 23104968.3477 | 24803008.104 | 26690672.0395 | 28781388.0744 | 22878127.6456 | 24346348.476 | 26124390.9136 | 27678972.7563 | 29496786.1891 | 17745356.1494 | 18499500.8019 | 19633955.4834 | 20531788.2191 | 21615490.703 | 8145760.4033 | 8635966.1167 | 9312106.8033 | 9937651.662 | 10506203.2414 | 0 | 0 | 543953475.129
Consultation | Public pipe network extensions required to mitigate nuisance flooding within the catchment for storm events up to a 10-year return period. This scenario includes all the pipe infrastructure | Tamaki Pipe network - Extensions | Yes | 2027 | 2054 | 116685980 | 0% | 0 | 100% | 100% | 100% | 0% | 0 | 0 | 9009357.6812 | 6143143.3149 | 6735492.8845 | 7372953.2357 | 8146584.6447 | 8930719.1971 | 6968315.1599 | 7442646.024 | 7989624.0008 | 8597684.3224 | 9271152.4332 | 7369575.3742 | 7842523.3463 | 8415272.0418 | 8916038.8983 | 9501598.7534 | 5716190.6652 | 5959118.1436 | 6324552.3004 | 6613765.042 | 6962850.7391 | 2623938.2961 | 2781844.9224 | 2999645.5148 | 3201148.0179 | 3384291.6643 | 0 | 0 | 175220026.6184
Consultation | Puplic pipe renewal only | Tamaki Pipe network - Renewal only | Yes | 2027 | 2054 | 2586474 | 100% | 2586474 | 0% | 0% | 0% | 0% | 0 | 0 | 199702.3927 | 136169.5763 | 149299.6607 | 163429.6755 | 180578.0726 | 197959.2836 | 154460.4243 | 164974.4934 | 177098.8661 | 190577.1967 | 205505.3634 | 163354.8015 | 173838.2172 | 186533.8264 | 197633.8785 | 210613.4613 | 126705.6979 | 132090.4546 | 140190.7075 | 146601.4282 | 154339.2994 | 58162.4989 | 61662.6742 | 66490.4655 | 70956.9917 | 75016.5735 | 0 | 0 | 3883945.9816
Consultation | Total | Total |  |  |  | 481512693 | 5.146% | 24777513.0504 |  |  | 77.2% | 17.66% | 0 | 0 | 37177731.8857 | 25350101.8804 | 27794472.9734 | 30424996.7982 | 33617439.8247 | 36853224.7921 | 28755230.0485 | 30712588.8651 | 32969730.9708 | 35478933.5585 | 38258045.871 | 30411057.8214 | 32362710.0395 | 34726196.7818 | 36792645.5332 | 39208998.4038 | 23588252.5126 | 24590709.4001 | 26098698.4912 | 27292154.6894 | 28732680.7415 | 10827861.1983 | 11479473.7133 | 12378242.7836 | 13209756.6717 | 13965511.4792 | 0 | 0 | 723057447.7289
Option2: Upgrades prioritised for road safety (New option) | Public pipe network upgrades required to mitigate flood hazard within the road reserve (in line with assessmnet criteria in the Flood Recovery Office) for storm events up to a 10-year return period. This scenario excludes the pipe infrastructure that will be provided by Kainga Ora to service their neighbourhoods. | Tamaki Pipe network - Upgrades | Yes | 2027 | 2054 | 205444013.5287 | 7.264% | 14923719.7355 | 61% | 50% | 51.47% | 41.27% | 0 | 0 | 15862390.6774 | 10815969.6502 | 11858894.1986 | 12981243.3705 | 14343343.0988 | 15723935.2624 | 12268814.4196 | 13103948.4816 | 14066989.2073 | 15137575.0047 | 16323321.4986 | 12975296.1143 | 13807995.3776 | 14816409.5052 | 15698088.2883 | 16729058.4768 | 10064252.3837 | 10491964.4032 | 11135368.6909 | 11644573.1935 | 12259193.4476 | 4619855.9142 | 4897875.3564 | 5281347.5426 | 5636124.3801 | 5958577.564 | 0 | 0 | 308502405.5082
Option2: Upgrades prioritised for road safety (New option) | Public pipe network extensions required to mitigate flood hazard within the road reserve (in line with assessmnet criteria in the Flood Recovery Office) for storm events up to a 10-year return period. This scenario excludes the pipe infrastructure that will be provided by Kainga Ora to service their neighbourhoods. | Tamaki Pipe network - Extensions | Yes | 2027 | 2054 | 102618861.5615 | 0% | 0 | 61% | 100% | 80.5% | 19.5% | 0 | 0 | 7923231.4683 | 5402554.5604 | 5923493.2239 | 6484104.3234 | 7164470.3319 | 7854073.2737 | 6128247.5299 | 6545395.2736 | 7026432.1323 | 7561187.5328 | 8153465.464 | 6481133.6812 | 6897065.2479 | 7400766.0274 | 7841162.7634 | 8356130.2488 | 5027073.3342 | 5240714.6069 | 5562093.7233 | 5816440.3234 | 6123441.8742 | 2307608.5127 | 2446478.6514 | 2638022.2184 | 2815232.518 | 2976297.2191 | 0 | 0 | 154096316.0643
Option2: Upgrades prioritised for road safety (New option) | Public pipe renewal only | Tamaki Pipe network - Renewal only | Yes | 2027 | 2054 | 9853793.3149 | 100% | 9853793.3149 | 0% | 0% | 0% | 0% | 0 | 0 | 760814.1826 | 518770.6743 | 568792.8812 | 622624.563 | 687955.4966 | 754173.3902 | 588454.0485 | 628509.9173 | 674700.6244 | 726049.5588 | 782921.9917 | 622339.3124 | 662278.3999 | 710645.3696 | 752933.6814 | 802382.5165 | 482715.7587 | 503230.2812 | 534090.1381 | 558513.3172 | 587992.594 | 221583.9953 | 234918.7529 | 253311.3826 | 270327.6858 | 285793.6367 | 0 | 0 | 14796824.1508
Option2: Upgrades prioritised for road safety (New option) | Total | Total |  |  |  | 317916668.4051 | 7.794% | 24777513.0504 |  |  | 59.24% | 32.96% | 0 | 0 | 23785622.1457 | 16218524.2106 | 17782387.4225 | 19465347.6939 | 21507813.4307 | 23578008.5361 | 18397061.9495 | 19649343.7552 | 21093421.3396 | 22698762.5374 | 24476786.9626 | 19456429.7955 | 20705060.6254 | 22217175.5326 | 23539251.0517 | 25085188.7256 | 15091325.718 | 15732679.0102 | 16697462.4142 | 17461013.5169 | 18382635.3219 | 6927464.4268 | 7344354.0078 | 7919369.761 | 8451356.8981 | 8934874.783 | 0 | 0 | 477395545.7234
Option 3: All Primary Network Upgraded (Revised Consultation Proposal) | Public pipe network upgrades required to mitigate nuisance flooding within the catchment for storm events up to a 10-year return period. This scenario excludes the pipe infrastructure that will be provided by Kainga Ora to service their neighbourhoods. | Tamaki Pipe network - Upgrades | Yes | 2027 | 2054 | 336007606.1826 | 5.959% | 20024202.3958 | 61% | 50% | 52.19% | 41.85% | 0 | 0 | 25943242.776 | 17689724.8466 | 19395447.8556 | 21231071.3526 | 23458811.4616 | 25716796.3016 | 20065880.2027 | 21431757.9043 | 23006829.3963 | 24757792.906 | 26697103.9336 | 21221344.5016 | 22583240.0434 | 24232520.6004 | 25674523.082 | 27360694.5071 | 16460276.9065 | 17159808.0798 | 18212108.0752 | 19044921.7602 | 20050144.9193 | 7555862.5436 | 8010568.649 | 8637744.7302 | 9217989.0209 | 9745367.3589 | 0 | 0 | 504561573.7151
Option 3: All Primary Network Upgraded (Revised Consultation Proposal) | Public pipe network extensions required to mitigate nuisance flooding within the catchment for storm events up to a 10-year return period. This scenario excludes the pipe infrastructure that will be provided by Kainga Ora to service their neighbourhoods. | Tamaki Pipe network - Extensions | Yes | 2027 | 2054 | 103201807 | 0% | 0 | 61% | 100% | 80.5% | 19.5% | 0 | 0 | 7968240.8513 | 5433244.7716 | 5957142.7237 | 6520938.4782 | 7205169.4318 | 7898689.7908 | 6163060.1744 | 6582577.603 | 7066347.0807 | 7604140.2582 | 8199782.7338 | 6517950.9607 | 6936245.3037 | 7442807.4487 | 7885705.9399 | 8403598.7935 | 5055630.5548 | 5270485.4563 | 5593690.2262 | 5849481.6893 | 6158227.2193 | 2320717.31 | 2460376.3262 | 2653007.9919 | 2831224.9674 | 2993204.6263 | 0 | 0 | 154971688.7119
Option 3: All Primary Network Upgraded (Revised Consultation Proposal) | Puplic pipe renewal only | Tamaki Pipe network - Renewal only | Yes | 2027 | 2054 | 4753310.6546 | 100% | 4753310.6546 | 0% | 0% | 0% | 0% | 0 | 0 | 367004.4667 | 250246.5898 | 274376.494 | 300344.0274 | 331858.614 | 363801.0557 | 283860.7234 | 303183.0272 | 325464.6778 | 350234.574 | 377668.9165 | 300206.4271 | 319472.3975 | 342803.8421 | 363203.0403 | 387056.3592 | 232854.2811 | 242750.1553 | 257636.4516 | 269417.7984 | 283638.1252 | 106888.5385 | 113321.01 | 122193.3174 | 130401.707 | 137862.2318 | 0 | 0 | 7137748.8489
Option 3: All Primary Network Upgraded (Revised Consultation Proposal) | Total | Total |  |  |  | 443962723.8372 | 5.581% | 24777513.0504 |  |  | 58.21% | 36.21% | 0 | 0 | 33911483.6272 | 23122969.6182 | 25352590.5793 | 27752009.8309 | 30663980.8934 | 33615486.0923 | 26228940.3771 | 28014335.5074 | 30073176.477 | 32361933.1642 | 34896886.6674 | 27739295.4623 | 29519485.3471 | 31675328.0492 | 33560229.022 | 35764293.3006 | 21515907.4614 | 22430293.5361 | 23805798.3015 | 24894403.4495 | 26208372.1386 | 9876579.8536 | 10470944.9752 | 11290752.7221 | 12049213.9883 | 12738571.9852 | 0 | 0 | 666671011.2759
Status quo: Renewal Only | Puplic pipe renewal only | Renewal |  | 2027 | 2054 | 0 | 100% | 0 | 0% | 0% | 0% | 0% | 0 | 0 | 1913078.8251 | 1304456.745 | 1430238.3444 | 1565598.9264 | 1729874.5518 | 1896380.4517 | 1479676.6485 | 1580397.7392 | 1696544.9744 | 1825662.6503 | 1968669.2472 | 1564881.6594 | 1665309.1019 | 1786928.5825 | 1893263.1852 | 2017603.0326 | 1213796.1116 | 1265380.1903 | 1342977.7696 | 1404390.2244 | 1478516.3141 | 557176.3238 | 590706.7745 | 636955.3214 | 679743.0744 | 718632.4431 | 0 | 0 | 37206839.2127
Summary table of the stormwater options for Tamaki and the indicative DC price per HUE (does not include the cost of onsite mitigation)
Scenario | Project descriptions | Total Cost | Renewal $ | Growth $ | LOS | Check | Renewal % | Growth % | LOS %
Consultation | Public pipe network upgrades/extensions required to mitigate nuisance flooding within the catchment for storm events up to a 10-year return period. This scenario includes all the pipe infrastructure | 723057447.7289 | 37206839.2127 | 558192963.0418 | 127657645.4745 | 0 | 5.146% | 77.2% | 17.66%
Option2: Upgrades prioritised for road safety (New option) | Public pipe network upgrades/extensions required to mitigate flood hazard within the road reserve (in line with assessmnet criteria in the Flood Recovery Office) for storm events up to a 10-year return period. This scenario excludes the pipe infrastructure that will be provided by Kainga Ora to service their neighbourhoods. | 477395545.7234 | 37206839.2127 | 282828811.1295 | 157359895.3812 | 0 | 7.794% | 59.24% | 32.96%
​Option 3: All Primary Network Upgraded (Revised Consultation Proposal) | Public pipe network upgrades required to mitigate nuisance flooding within the catchment for storm events up to a 10-year return period. This scenario excludes the pipe infrastructure that will be provided by Kainga Ora to service their neighbourhoods. | 666671011.2759 | 37206839.2127 | 388095537.6731 | 241368634.3902 | 0 | 5.581% | 58.21% | 36.21%
Catchment wide projects Total |  | 69975898.88
Scenario | Project descriptions | Total Tamaki inc Catchment wide projects | Renewal $ | Growth $ | LOS $ | Renewal % | Growth % | LOS %
Consultation | Public pipe network upgrades/extensions required to mitigate nuisance flooding within the catchment for storm events up to a 10-year return period. This scenario includes all the pipe infrastructure | 793033346.6089 | 49139655.7766 | 604577933.241 | 139315757.5913 | 6.196% | 76.24% | 17.57%
Option2: Upgrades prioritised for road safety (New option) | Public pipe network upgrades/extensions required to mitigate flood hazard within the road reserve (in line with assessmnet criteria in the Flood Recovery Office) for storm events up to a 10-year return period. This scenario excludes the pipe infrastructure that will be provided by Kainga Ora to service their neighbourhoods. | 547371444.6034 | 49139655.7766 | 329213781.3287 | 157359895.3812 | 8.977% | 60.14% | 28.75%
​Option 3: All Primary Network Upgraded (Revised Consultation Proposal) | Public pipe network upgrades required to mitigate nuisance flooding within the catchment for storm events up to a 10-year return period. This scenario excludes the pipe infrastructure that will be provided by Kainga Ora to service their neighbourhoods. | 736646910.1559 | 49139655.7766 | 434480507.8723 | 241368634.3902 | 6.671% | 58.98% | 32.77%

## Tamaki Specific Proj Escalated
Unescalated Costs
Total Cost Unescalated Inclusive of Renewal and LOS over 30 years
Hyperion code | WBS code | Sentient ID / unique identifier | Project | Status | In LTP | Phased | Start Date | End Date | Total Cost | Renewal % | Renewal ($) Unescalated | consideration: benefit to growth % | consideration: caused by growth % | Growth % | Level of Service % | 2025 | 2026 | 2027 | 2028 | 2029 | 2030 | 2031 | 2032 | 2033 | 2034 | 2035 | 2036 | 2037 | 2038 | 2039 | 2040 | 2041 | 2042 | 2043 | 2044 | 2045 | 2046 | 2047 | 2048 | 2049 | 2050 | 2051 | 2052 | 2053 | 2054 | Total Unescalated | Project descriptions
PC3201409 | N.009877.60 | 27311 | CPT AHP: Maybury Reserve Integrated Stormwater(LTP) | To do | No | Yes | 2028 | 2029 | 20446000 | 0% | 0 | 95% | 95% | 95% | 5% |  | 0 | 0 | 0 | 0 | 0 | 0 | 0 | 0 | 0 | 2044600 | 2044600 | 6133800 | 6133800 | 4089200 | 0 | 0 | 0 | 0 | 0 | 0 | 0 | 0 | 0 | 0 | 0 | 0 | 0 | 0 |  | 20446000 | To provide stormwater improvements which will support the development of the wider Tamaki area to facilitate the overall growth strategy and support the establishment of a healthy, connected and desirable local community.
Stormwater | N.011220 | 36368 | Pilkington Road stormwater pipe upgrade and propriety device | To do | No | Yes | 2031 | 2034 | 18373000 | 10% | 1837300 | 60% | 60% | 60% | 30% | 0 | 0 | 0 | 0 | 0 | 0 | 4593250 | 4593250 | 4593250 | 4593250 | 0 | 0 | 0 | 0 | 0 | 0 | 0 | 0 | 0 | 0 | 0 | 0 | 0 | 0 | 0 | 0 | 0 | 0 | 0 |  | 18373000 | To provide stormwater improvements which will support the development of the wider Tamaki area to facilitate the overall growth strategy and support the establishment of a healthy, connected and desirable local community.
Stormwater | N.010936 | 32114 | Johnson Reserve Daylighting (Larsen Road) | To do | No | No | 2024 | 2027 | 3443050 | 0% | 0 | 60% | 60% | 60% | 40% | 2000000 | 1200000 | 243050 | 0 | 0 | 0 | 0 | 0 | 0 | 0 | 0 | 0 | 0 | 0 | 0 | 0 | 0 | 0 | 0 | 0 | 0 | 0 | 0 | 0 | 0 | 0 | 0 | 0 | 0 |  | 3443050 | To provide stormwater improvements which will support the development of the wider Tamaki area to facilitate the overall growth strategy and support the establishment of a healthy, connected and desirable local community.
PC3201341 | N.007102.60 | 15279 | Point England Reserve Online SW Pond Renewal [2483] | To do | Yes | No | 2029 | 2030 | 8840000 | 90% | 7956000 | 0% | 0% | 0% | 10% | 0 | 0 | 0 | 0 | 4420000 | 4420000 | 0 | 0 | 0 | 0 | 0 | 0 | 0 | 0 | 0 | 0 | 0 | 0 | 0 | 0 | 0 | 0 | 0 | 0 | 0 | 0 | 0 | 0 | 0 |  | 8840000 | Renewing and upgrading of a water quality treatment pond to help support upstream growth
Stormwater | N.010940 | 33249 | CPT: Boundary Reserve In-stream and Wastewater Diversion (part KO) | To do | Yes | No | 2025 | 2025 | 0 | 10% | 0 | 80% | 80% | 80% | 10% | 0 | 0 | 0 | 0 | 0 | 0 | 0 | 0 | 0 | 0 | 0 | 0 | 0 | 0 | 0 | 0 | 0 | 0 | 0 | 0 | 0 | 0 | 0 | 0 | 0 | 0 | 0 | 0 | 0 |  | 0 | Stream enhancement, daylighting and erosion protection to offset hydrology mitigation required of developers in Panmure North
Stormwater | N.011363 | 28281 | Howard Hunter Tributary Erosion management [2542] | To do | Yes | No | 2027 | 2027 | 1049000 | 10% | 104900 | 50% | 50% | 50% | 40% | 0 | 0 | 1049000 | 0 | 0 | 0 | 0 | 0 | 0 | 0 | 0 | 0 | 0 | 0 | 0 | 0 | 0 | 0 | 0 | 0 | 0 | 0 | 0 | 0 | 0 | 0 | 0 | 0 | 0 |  | 1049000 | To resolve stream bank erosion and stabiliise existing stream banks To maintain open watercourse habitat To improve water quality by reducing sediment loads from bank erosion To improve overall habitat quality of the stream
Escalation Rates
[15 empty] | 2024 | 2025 | 2026 | 2027 | 2028 | 2029 | 2030 | 2031 | 2032 | 2033 | 2034 | 2035 | 2036 | 2037 | 2038 | 2039 | 2040 | 2041 | 2042 | 2043 | 2044 | 2045 | 2046 | 2047 | 2048 | 2049 | 2050 | 2051 | 2052 | 2053 |  | 2054 | 2055 | 2056 | 2057 | 2058 | 2059 | 2060
[13 empty] | Construction Escalation from CEU |  | 0% | 3.2% | 3.2% | 3.1% | 3.1% | 3.1% | 3.1% | 3.1% | 3.1% | 3.1% | 3.1% | 3.1% | 3.1% | 3.1% | 3.1% | 3.1% | 3.1% | 3.1% | 3.1% | 3.1% | 3.1% | 3.1% | 3.1% | 3.1% | 3.1% | 3.1% | 3.1% | 3.1% | 3.1% | 3.1% |  | 3.1% | 3.1% | 3.1% | 3.1% | 3.1% | 3.1% | 3.1%
[13 empty] | Compounded Escalation |  | 1 | 1.032 | 1.065 | 1.098 | 1.1321 | 1.1672 | 1.2034 | 1.2407 | 1.2791 | 1.3188 | 1.3597 | 1.4018 | 1.4453 | 1.4901 | 1.5363 | 1.5839 | 1.633 | 1.6836 | 1.7358 | 1.7896 | 1.8451 | 1.9023 | 1.9612 | 2.022 | 2.0847 | 2.1494 | 2.216 | 2.2847 | 2.3555 | 2.4285 |  | 2.5038 | 2.5814 | 2.6615 | 2.744 | 2.829 | 2.9167 | 3.0071
Escalated Costs | [14 empty] | 2025: Total Cost Escalated Inclusive of Renewal and LOS over 30 years
Hyperion code | WBS code | Sentient ID / unique identifier | Project | Status | In LTP | Phased | Start Date | End Date | Total Cost | Renewal % | Renewal ($) Escalated | consideration: benefit to growth % | consideration: caused by growth % | Growth % | Level of Service % | 2025 | 2026 | 2027 | 2028 | 2029 | 2030 | 2031 | 2032 | 2033 | 2034 | 2035 | 2036 | 2037 | 2038 | 2039 | 2040 | 2041 | 2042 | 2043 | 2044 | 2045 | 2046 | 2047 | 2048 | 2049 | 2050 | 2051 | 2052 | 2053 | 2054 | Total Escalated | Project descriptions | Growth share | Rates share | LoS | Renewal
PC3201409 | N.009877.60 | 27311 | CPT AHP: Maybury Reserve Integrated Stormwater(LTP) | To do | No | Yes | 2028 | 2029 | 30860739.2701 | 0% | 0 | 95% | 95% | 95% | 5% | 0 | 0 | 0 | 0 | 0 | 0 | 0 | 0 | 0 | 0 | 2866129.0341 | 2954979.0342 | 9139750.1528 | 9423082.4075 | 6476798.6414 | 0 | 0 | 0 | 0 | 0 | 0 | 0 | 0 | 0 | 0 | 0 | 0 | 0 | 0 |  | 30860739.2701 | To provide stormwater improvements which will support the development of the wider Tamaki area to facilitate the overall growth strategy and support the establishment of a healthy, connected and desirable local community. | 29317702.3066 | 1543036.9635 | 1543036.9635 | 0
Stormwater | N.011220 | 36368 | Pilkington Road stormwater pipe upgrade and propriety device | To do | No | Yes | 2031 | 2034 | 23876669.3851 | 10% | 2387666.9385 | 60% | 60% | 60% | 30% | 0 | 0 | 0 | 0 | 0 | 0 | 5698660.7655 | 5875319.2492 | 6057454.1459 | 6245235.2245 | 0 | 0 | 0 | 0 | 0 | 0 | 0 | 0 | 0 | 0 | 0 | 0 | 0 | 0 | 0 | 0 | 0 | 0 | 0 |  | 23876669.3851 | To provide stormwater improvements which will support the development of the wider Tamaki area to facilitate the overall growth strategy and support the establishment of a healthy, connected and desirable local community. | 14326001.6311 | 9550667.754 | 7163000.8155 | 2387666.9385
Stormwater | N.010936 | 32114 | Johnson Reserve Daylighting (Larsen Road) | To do | No | No | 2024 | 2027 | 3608907.3598 | 0% | 0 | 60% | 60% | 60% | 40% | 2064000 | 1278028.8 | 266878.5598 | 0 | 0 | 0 | 0 | 0 | 0 | 0 | 0 | 0 | 0 | 0 | 0 | 0 | 0 | 0 | 0 | 0 | 0 | 0 | 0 | 0 | 0 | 0 | 0 | 0 | 0 |  | 3608907.3598 | To provide stormwater improvements which will support the development of the wider Tamaki area to facilitate the overall growth strategy and support the establishment of a healthy, connected and desirable local community. | 2165344.4159 | 1443562.9439 | 1443562.9439 | 0
PC3201341 | N.007102.60 | 15279 | Point England Reserve Online SW Pond Renewal [2483] | To do | Yes | No | 2029 | 2030 | 10477739.1736 | 90% | 9429965.2562 | 0% | 0% | 0% | 10% | 0 | 0 | 0 | 0 | 5158906.5355 | 5318832.6381 | 0 | 0 | 0 | 0 | 0 | 0 | 0 | 0 | 0 | 0 | 0 | 0 | 0 | 0 | 0 | 0 | 0 | 0 | 0 | 0 | 0 | 0 | 0 |  | 10477739.1736 | Renewing and upgrading of a water quality treatment pond to help support upstream growth | 0 | 10477739.1736 | 1047773.9174 | 9429965.2562
Stormwater | N.010940 | 33249 | CPT: Boundary Reserve In-stream and Wastewater Diversion (part KO) | To do | Yes | No | 2025 | 2025 | 0 | 10% | 0 | 80% | 80% | 80% | 10% | 0 | 0 | 0 | 0 | 0 | 0 | 0 | 0 | 0 | 0 | 0 | 0 | 0 | 0 | 0 | 0 | 0 | 0 | 0 | 0 | 0 | 0 | 0 | 0 | 0 | 0 | 0 | 0 | 0 |  | 0 | Stream enhancement, daylighting and erosion protection to offset hydrology mitigation required of developers in Panmure North | 0 | 0 | 0 | 0
Stormwater | N.011363 | 28281 | Howard Hunter Tributary Erosion management [2542] | To do | Yes | No | 2027 | 2027 | 1151843.6915 | 10% | 115184.3691 | 50% | 50% | 50% | 40% | 0 | 0 | 1151843.6915 | 0 | 0 | 0 | 0 | 0 | 0 | 0 | 0 | 0 | 0 | 0 | 0 | 0 | 0 | 0 | 0 | 0 | 0 | 0 | 0 | 0 | 0 | 0 | 0 | 0 | 0 |  | 1151843.6915 | To resolve stream bank erosion and stabiliise existing stream banks To maintain open watercourse habitat To improve water quality by reducing sediment loads from bank erosion To improve overall habitat quality of the stream | 575921.8457 | 575921.8457 | 460737.4766 | 115184.3691
[48 empty] | 46384970.1992 | 23590928.6808 | 11658112.1169 | 11932816.5639
Note on M8: [Threaded comment] Your version of Excel allows you to read this threaded comment; however, any edits to it will get removed if the file is opened in a newer version of Excel. Learn more: https://go.microsoft.com/fwlink/?linkid=870924 Comment: Project no longer catering for growth
Note on N8: [Threaded comment] Your version of Excel allows you to read this threaded comment; however, any edits to it will get removed if the file is opened in a newer version of Excel. Learn more: https://go.microsoft.com/fwlink/?linkid=870924 Comment: Project no longer catering for growth

## 30 yr projects not in LTP
30
Hyperion code | WBS code | Sentient ID / unique identifier | Project name | Project description | Status | LTP 2024 | KO JWP | In 30 yr DC | Growth % | Level of Service % | Renewal % | Benefit considerations % benefit to growth | Cause considerations % caused by growth | DC growth % | Capacity year | Delivery Year (KO) | Delivery Year (AC) | Total cost
Stormwater | N.011220 | 36368 | Pilkington Road stormwater pipe upgrade and propriety device | To provide for Growth in the spatial priority area (SPA) and to upgrade/replace existing Stormwater asset with high criticality value | To do | No | Yes | Yes | 60% | 30% | 10% | 60% | 60% | 60% | 2054 | 2031 | 2034 | 18373000
Snip from Alta costing of latest Pilkington Rd design
Base Estimate | Base Estimate | Sum of phases 1 to 5 | 13123527.5284
| Contingency |  |  | 40% | 5249411.0114
| P50 Expected Estimate |  |  |  |  | 18373000

## Projects in LTP & DCs
The list has been updated to reflect if the project is in the 10 year LTP list. If not then it will be included in year 11 or beyond. Red numbers are the ideal scenario but projects and funds are not in the current LTP.
Yellow highlight are projects that are needed for Tamaki full buildout but aren't in the current LTP.
Red highlights are projects that have been withdrawn from the 30 yr DC list and are also not in the LTP.
[9 empty] | Splits from LTP list for sign-off as at 28 May 2024 | [6 empty] | Important notes | LTP Forecast
Hyperion code | WBS code | Sentient ID / unique identifier | Project name | Project description | Status | LTP 2024 | KO JWP | In 30 yr DC | Growth % | Level of Service % | Renewal % | Benefit considerations % benefit to growth | Cause considerations % caused by growth | DC growth % | Capacity year | Important notes | Forecast cost 2024/25 | Forecast cost 2025/26 | Forecast cost 2026/27 | Forecast cost 2027/28 | Forecast cost 2028/29 | Forecast cost 2029/30 | Forecast cost 2030/31 | Forecast cost 2031/32 | Forecast cost 2032/33 | Forecast cost 2033/34 | Total forecast capital expenditure for LTP period | Total Actuals from SAP - Life of project to date As at Apr 24 | Is this project funded from external source (not included in inflated costs) Yes / No
PC3201409 | N.009877.60 | 27311 | CPT AHP: Maybury Reserve Integrated Stormwater | The proposed works described in this business case is primarily to support and enable the development and intensification of the Tamaki SPA. This includes construction of 4small GPTs, detention facility and stream enhancements to support upstream development | To do | No | No | Yes | 100% | 0% | 0% | 95% | 95% | 95% | 2054 | CF works planned for June 2028. HW need to start Oct 2027 to fit in with timing. Stream works for erosion/water quality already needed. Getting recosted | 0 | 0 | 0 | 0 | 0 | 0 | 0 | 0 | 0 | 0 | 20446000 | 0
Stormwater | N.010936 | 32114 | Johnson Reserve Daylighting (Larsen Road) | To improve water quality for runoff to the Tamaki Estuary and reduce erosion hotspots within the reach. This project will support upstream growth in the Tamaki catchment. | To do | No | Yes | Yes | 60% | 40% | 0% | 60% | 60% | 60% | 2054 | Needed to enable KO dvlpt in currently active neighbourhoods as reserve will take a lot of water from their dvlpt. CF planning works for upcoming financial year. | 2000000 | 1200000 | 243050 | 0 | 0 | 0 | 0 | 0 | 0 | 0 | 3443050 | 300000 | 300k from Tamaki Infrastructure Investment Fund for initial work. No further funds available.
PC3201341 | N.007102.60 | 15279 | Point England Reserve Online SW Pond Renewal [2483] | To renew the stormwater pond to restore water quality treatment functions and create a higher amenity wetland. |  | Yes | No | Yes | 0% | 10% | 90% | 0% | 0% | 30% | 2054 |  | 0 | 0 | 0 | 0 | 4420000 | 4420000 | 0 | 0 | 0 | 0 | 8840000 | 566930 | Project no longer catering for growth
Stormwater | N.010940 | 33249 | CPT: Boundary Reserve In-stream and Wastewater Diversion (part KO) | 1. This project will unlock the development for Megalot 1.1c which is due to start by November, 2022 as well as upstream catchment. 2. To offset onsite hydrology mitigation requirements. 3. Align the project with WW requirements 4. Upgrade the WW network | To do | Yes | Yes | Yes | 80% | 10% | 10% | 80% | 80% | 80% | 2054 |  | 0 | 0 | 0 | 0 | 0 | 0 | 0 | 0 | 0 | 0 | 0 | 53460 | 40% KO funded, remaining HWs budget
|  |  | CPT: Boundary Reserve In-stream and Wastewater Diversion (part KO) | 1. This project will unlock the development for Megalot 1.1c which is due to start by November, 2022 as well as upstream catchment. 2. To offset onsite hydrology mitigation requirements. 3. Align the project with WW requirements 4. Upgrade the WW network | To do | Yes | Yes | Yes | 80% | 10% | 10% | 80% | 80% | 80% | 2054 |  | 0 | 0 | 0 | 0 | 0 | 0 | 0 | 0 | 0 | 0 | 0 |  | 40% KO funded, remaining HWs budget
Stormwater | N.011363 | 28281 | Howard Hunter Tributary Erosion management [2542] | To resolve stream bank erosion and stabiliise existing stream banks To maintain open watercourse habitat To improve water quality by reducing sediment loads from bank erosion To improve overall habitat quality of the stream | To do | Yes | No | Yes | 50% | 40% | 10% | 50% | 50% | 50% | 2054 |  | 0 | 0 | 1049000 | 0 | 0 | 0 | 0 | 0 | 0 | 0 | 1049000 | 16370
TBC | N.011178.60 | 28223 | CPT AHP: Dunkirk | To upgrade a culvert to allow for upstream development | Complete | Yes | No | Yes | 100% | 0% | 0% | 100% | 100% | 100% | 2054 |  | 0 | 0 | 0 | 0 | 0 | 0 | 0 | 0 | 0 | 0 | 0 | 1140000
Stormwater | N.009127.60 | 26559 | CPT: Taniwha Reserve Communal Detention Wetland [2600] | To enable growth through the provision of the required stormwater detention under the SMAF2 framework and to improve water quality and reduce bank erosion downstream on Omaru Creek | Complete | Yes | No | Yes | 90% | 10% | 0% | 90% | 90% | 90% | 2054 |  | 0 | 0 | 0 | 0 | 0 | 0 | 0 | 0 | 0 | 0 | 0 | 4194340
Stormwater | N.004327 | 13051 | CPT: Tamaki College flood mitigation SPA [2118] | To provide a stormwater management solution to mitigate flooding on Tāmaki College that enables residential intensification upstream. The project proposes to construct a new stormwater pipe through Tāmaki College with a new culvert under Taniwha Street. The proposal requires a new inlet at Elstree North Reserve and a new outfall to replace an existing outfall at Point England Reserve. | Complete | Yes | No | Yes | 85% | 15% | 0% | 85% | 85% | 85% | 2054 |  | 0 | 0 | 0 | 0 | 0 | 0 | 0 | 0 | 0 | 0 | 0 | 4146970
Stormwater | N.010932 | 28405 | CPT: Tamaki College flood mitigation SPB [2118] | 1. To mitigate stormwater flooding from the proposed upstream residential development via a single council owned asset developed and constructed in collaboration with Kainga Ora. This project will construct the new pipeline. 2. To alleviate flooding in Tamaki College | Complete | Yes | No | Yes | 85% | 15% | 0% | 85% | 85% | 85% | 2054 |  | 0 | 0 | 0 | 0 | 0 | 0 | 0 | 0 | 0 | 0 | 0 | 2234910
PC3201601 | N.009059.55 | 25166 | Glen Innes Town Centre - Water Quality Improvements | Improve the water quality within the Glen Innes town center through the installation of treatment devices which are designed to capture gross pollutants from growth and existing town centre users. | Complete | Yes | No | Yes | 30% | 70% | 0% | 30% | 30% | 30% | 2054 |  | 0 | 0 | 0 | 0 | 0 | 0 | 0 | 0 | 0 | 0 | 0 | 1191684.9828
Stormwater | N.010938.60 | 32115 | CPT: Boundary Reserve West Wetland and Daylighting (IFFA funded) | To improve water quality discharging to the Tamaki Estuary, including the daylighting of the existing stormwater pipe through the Boundary Reserve. | To do | No | Yes | No | 50% | 50% | 0% | 50% | 50% | 50% | 2054 |  | 0 | 0 | 0 | 0 | 0 | 0 | 0 | 0 | 0 | 0 | 0 | 0 | Fully funded by Tamaki Infrastructure Investment Fund.
Stormwater | N.009873 | 27720 | Stormwater Pipe Upgrade within Eastern Busway Stage 1 (EB1) | Upgrade storm water system within AMETI EB1 stage by entering into Development Agreement with Auckland Transport | Withdrawn | No | No | No | 70% | 0% | 30% | 70% | 70% | 70% | 20524 |  | 0 | 0 | 0 | 0 | 0 | 0 | 0 | 0 | 0 | 0 | 0 | 0 | Withdrawn as done through other means.